## Table of Contents
Table of Contents - Click on the link below to review the correct tab
Rain
Libraries
ITSD Sites
855 Partridge
GSA Saticoy
PWA Saticoy
355 Post
Royal
S.V. Mental Health
Telephone Road
Juvenile Facility
Juvenile Courts
EVSS
ECCH
Todd Road Jail
Work Furlough, Eubanks
Work Furlough, Skyway
Service Building
Vanguard
669 CSD
646 CSD
2220 Gonzales
Camarillo Animal Services
Hall of Justice
Hall of Administration
Pre Trial Annex
PTDF
PTDF Crime Lab
PTDF Kitchen
Santa Paula AG
Arroyo Lift Station
Moorpark WWTP
Moorpark Reclamation
6767 Spring Road, Moorpark
Piru WWTP
Fire Life Safety, Equipment Device List
Fire Suppression Systems
Water Treatment
Control Systems
Chillers, Premium Coverage
Motors, Vibration Testing
Filters, Government Center
Filters, Outlying Buildings
Filters&Equipment,Fire Stations

## RAIN
Building/Equipment |  |  |  |  | Year |  |  |  | Belt | Belt
Rain Building | Make | Model # | Location | Unit ID | Installed | Ton | HP | Condition | Qty | Type
Gas Furnace | York | P3URD20N11201E | Closet |  | 2002
Gas Furnace | York | P3URD20N11201E | Closet |  | 2002
Gas Furnace | York | P3URD20N11201E | Closet |  | 2002
Gas Furnace | York | P3URC14N09501E | Closet |  | 2002
Gas Furnace | York | P3URC14N09501E | Closet |  | 2002
Gas Furnace | York | P3URC14N09501E | Closet |  | 2002
Gas Furnace | York | P3URC14N09501E | Closet |  | 2002
Gas Furnace | York | P3URC14N09501E | Closet |  | 2002
Refrigerator Condenser | Heatcraft | MOHO10D72CFT | Ground |  | 2002
Freezer Condenser | Heatcraft | MOHO14L62CF | Ground |  | 2002
Freezer Evaporator | Heatcraft | LCE66BM66A | Kitchen |  | 2002
Refrigerator Evaporator | N/A | N/A | Kitchen |  | 2002
Evaporative Cooler | Adobe Air | US360C | Wall |  | 2002
Exhaust Fan | Cook | 135 ACWB | Wall |  | 2002
Evaporative Cooler | Adobe Air | US940B | Ground |  | 2002

## Libraries
Building/Equipment |  |  |  |  | Year |  |  |  | Belt | Belt
Avenue Library, Ventura | Make | Model # | Location | Unit ID | Installed | Ton | HP | Condition | Qty | Type
Fan Coil w/ furnace unit | Rheem | RGPH05NAUER |  |  | 1998 |  |  | GOOD/FAIR
Condensing Unit | Rheem | RAMA0024JAZ |  |  | 1996 | 2 |  | GOOD/FAIR
Fan Coil w/ furnace unit | Rheem | RGPH |  |  | 1998 |  |  | GOOD/FAIR
Condensing Unit | Rheem | RAMA-048JAZ |  |  | 1998 | 4 |  | GOOD/FAIR
Fan Coil w/ furnace unit | Rheem | RGPH10NBJR |  |  | 1998 |  |  | GOOD/FAIR
Condensing Unit | Rheem | RAMA-060JAZ |  |  | 1998 | 5 |  | GOOD/FAIR
Albert Soliz
Fan Coil w/ furnace unit | Carrier | CNPVT6024ALA /58DLX155-1-20 | MECH RM |  | 2012 |  |  | NEW
Condensing Unit | Carrier | 24ABB360A003 | ROOF |  | 2012 | 5 |  | NEW
Fillmore Library
Condenser | ARCOAIRE | RA348GKC |  |  | 2011 | 3 |  | GOOD
Fan Coil w/ Furnace unit | Heil / Janitrol | NCABA47AB038678 |  |  | 1977 | 3 |  | POOR
Foster Library, Ventura
Heating Hot Water Boiler | Raypak | H8-0992A |  |  | 2005 |  |  | GOOD
Heating Hot Water Pump | Bell & Gossett | 1531 1.5 AC |  |  | 2007
Air Handler | [7 empty] | FAIR
Heating Coil | [7 empty] | FAIR
Meiners Oaks
Window units | Friedrich | YM18L34-C |  |  | 2007 |  |  | FAIR
Window units | Amana | Cool Zone | [5 empty] | FAIR
Window units | Amana | Cool Zone | [5 empty] | FAIR
Ojai
RTU gas/electric | Carrier | 48TMD008 | Roof |  | 2005 | 7.5 |  | GOOD
RTU gas/electric | Carrier | 48TMD008 | Roof |  | 2005 | 7.5 |  | GOOD
Prueter, Port Hueneme
Heat Pump | Lennox | CHP-16-1353 | Senior Roof | HP-1 | 1988 | 10 |  | POOR
Heat Pump | Lennox | CHP-15-653 | Senior Roof | HP-2 | 1989 | 5 |  | POOR
Heat Pump | Lennox | HP17-953 | Ground | HP-3 | 1988 | 7.5 |  | POOR
Heat Pump | Lennox | HP17-953 | Ground | HP-4 | 1988 | 7.5 |  | POOR
Heat Pump | Lennox | HP18-211 | Ground | HP-5 | 1988 | 1.5 |  | POOR
Heat Pump | Lennox | HP18-211 | Ground | HP-6 | 1988 | 1.5 |  | POOR
Heat Pump | Lennox | HP18-653 | Ground | HP-7 | 1988 | 5 |  | POOR
Heat Pump | Lennox | HP18-211 | Ground | HP-8 | 1988 | 1.5 |  | POOR
Heat Pump | Lennox | HP18-211 | Ground | HP-9 | 1988 | 1.5 |  | POOR
Heat Pump | Lennox | HP18-211 | Ground | HP-10 | 1988 | 1.5 |  | POOR
Heat Pump | Lennox | HP17-1353 | Ground | HP-11 | 1988 | 10 |  | POOR
Fan Coil | LENNOX | CBH17-95 |  | FC-3 | 1988
Fan Coil | LENNOX | CBH17-95 |  | FC-4 | 1988
Fan Coil | LENNOX | CBS18-21 |  | FC-5 | 1988
Fan Coil | LENNOX | CBS18-21 |  | FC-6 | 1988
Fan Coil | LENNOX | CBS18-65 |  | FC-7 | 1988
Fan Coil | LENNOX | CBS18-21 |  | FC-8 | 1988
Fan Coil | LENNOX | CBS18-21 |  | FC-9 | 1988
Fan Coil | LENNOX | CBS18-21 |  | FC-10 | 1988
Fan Coil | LENNOX | CBH17-135 |  | FC-11 | 1988
Exhaust Fan | COOK | Gemini 4-10 |  | EF-1 | 1988
Exhaust Fan | COOK | Gemini 5-10 |  | EF-2 | 1988
Exhaust Fan | COOK | Gemini 8-10 |  | EF-3 | 1988
Exhaust Fan | COOK | Gemini 4-10 |  | EF-4 | 1988
Exhaust Fan | COOK | Gemini 5-10 |  | EF-5 | 1988
Saticoy
Bard unit | Eubanks |  | Wall | 2 | 2012 | 3 |  | NEW
Bard unit | Eubanks |  | Wall | 1 | 2011 | 2.5 |  | GOOD
Bard unit | Bard | WH301-A | Wall |  |  | 2.5 |  | FAIR
Bard unit | Bard | WH301-A | Wall |  |  | 2.5 |  | FAIR

## ITSD SITES
Building | ITSD Sites |  |  |  |  | Year |  |  |  | Belt | Belt
Serial # | Type | Make | Model # | Location | Unit ID | Installed | Ton | HP | Condition | Qty | Type
| Split System | Mitsubishi | MUYD30NA/MSYD30NA | Red Mountain | SS2A | 2012 | 2.5 |  | NEW
| Split System | Mitsubishi | MUYD30NA/MSYD30NA | Red Mountain | SS2B | 2012 | 2.5 |  | NEW
| Split System | Mitsubishi | MUYGE12NA/MSYGE12NA | Red Mountain | SS1A | 2012 | 1 |  | NEW
| Split System | Mitsubishi | MUYGE12NA/MSYGE12NA | Red Mountain | SS1B | 2012 | 1 |  | NEW
| Package Unit | York | D2NX024N03606NXA | Red Mountain |  | 2009 | 2 |  | GOOD
F983427BS | RTU | Sun | AV35H-1-00C | South Mountain | 1 |  | 3 |  | FAIR
| RTU | Sun | AV35H-1-00C | South Mountain | 2 |  | 3
G073841472 | RTU | INTL. COMFORT | PG32404K00A1 | Rocketdyne | #2 | 2010 |  |  | NEW
479G20254 | RTU | CARRIER | 48HJ004 | Rocketdyne | #1 | 2003 |  |  | FAIR
| Package Unit | Bard | WA242-A05XPXXXJ | Santa Susana | 1 | 2006 | 2 |  | GOOD
| Package Unit | Bard | WA242-A05XPXXXJ | Santa Susana | 2 | 2007 | 2 |  | GOOD
| Package Unit | Bard | W24A1-A05XPXXXJ | Santa Susana | 3 | 2010 | 2 |  | GOOD
| Package Unit | Bard | W24A1-A05XPXXXJ | Santa Susana | 4 | 2010 | 2 |  | GOOD
| Package Unit | Bard | WA242-A05XPXXXJ | Laguna Peak | 1 | 2007 | 2 |  | GOOD
| Package Unit | Bard | WA242-A05XPXXXJ | Laguna Peak | 2 | 2007 | 2 |  | GOOD
| Package Unit | Bard | W24A1-A05XPXXXJ | Laguna Peak | 3 | 2010 | 2 |  | GOOD
| Package Unit | Bard | W24A1-A05XPXXXJ | Laguna Peak | 4 | 2010 | 2 |  | GOOD
| Package Unit | Bard | WA242-A05XPXXXJ | Castro | 1 | 2007 | 2 |  | GOOD
| Package Unit | Bard | WA242-A05XPXXXJ | Castro | 2 | 2006 | 2 |  | GOOD
| Package Unit | Bard | W36A1-A05XPXXXJ | Castro | 3 | 2010 | 2 |  | GOOD
| Package Unit | Bard | W36A1-A05XPXXXJ | Castro | 4 | 2010 | 2 |  | GOOD
| Package Unit | Bard | W24A1-A05XPXXXJ | Torrey Hill | 1 | 2010 | 2 |  | GOOD
| Package Unit | Bard | W24A1-A05XPXXXJ | Torrey Hill | 2 | 2010 | 2 |  | GOOD
| Package Unit | Bard | WA242-A05XPXXXJ | Torrey Hill | 3 | 2007 | 2 |  | GOOD
| Package Unit | Bard | WA242-A05XPXXXJ | Torrey Hill | 4 | 2007 | 2 |  | GOOD

## 855 Partridge
Building | 855 Partridge |  |  |  |  | Year |  |  |  | barometric | Belt | Belt
Serial # | Type | Make | Model # | Location | Unit ID | Installed | Ton | Zone Box ID | Floor | Bypass | Qty | Type
3404G30631 | Heat Pump Package Unit | Carrier | 50HJQ012-631 | Roof | A/C 1 | 2005 |  | 1,2,3 | 2 | Yes
5004G11488 | Heat Pump Package Unit | Carrier | 50HJQ008-621 | Roof | A/C 2 | 2005 |  | 1,2 | 2 | Yes
3904G11804 | Heat Pump Package Unit | Carrier | 50HJQ004-621 | Roof | A/C 3 | 2005 |  | 1,2,3 | 2 | Yes
4404G10422 | Heat Pump Package Unit | Carrier |  | Roof | A/C 4 | 2005 |  | 1,2,3 | 2 | Yes
0505G50363 | Heat Pump Package Unit | Carrier | 50HJQ006-621 | Roof | A/C 5 | 2005 |  | 1,2 | 2 | Yes
1305G40458 | Heat Pump Package Unit | Carrier |  | Roof | A/C 6 | 2005 |  | 1,2 | 2 | Yes
1805G51178 | Heat Pump Package Unit | Carrier |  | Roof | A/C 7 | 2005 |  | 1,2,3 | 2 | Yes
1505F12401 | Heat Pump Package Unit | Carrier | 50HJQ014 | Roof | A/C 8 | 2005 |  | 1,2,3,4 | 2 | Yes
5104G50821 | Heat Pump Package Unit | Carrier |  | Roof | A/C 9 | 2005 |  | 1,2,3 | 3 | Yes
1505G30776 | Heat Pump Package Unit | Carrier |  | Roof | A/C 10 | 2005 |  | 1,2,3 | 3 | Yes
3904G5188 | Heat Pump Package Unit | Carrier |  | Roof | A/C 11 | 2005 |  | 1,2 | 3 | Yes
0505G50303 | Heat Pump Package Unit | Carrier |  | Roof | A/C 12 | 2005 |  | 1,2,3 | 3 | Yes
0505G50358 | Heat Pump Package Unit | Carrier |  | Roof | A/C 13 | 2005 |  | 1,2,3 | 3 | Yes
1705G10445 | Heat Pump Package Unit | Carrier | 50HJQ005631 | Roof | A/C 14 | 2005 |  | 1,2 | 3 | Yes
1805G51175 | Heat Pump Package Unit | Carrier | 50JX030311 | Roof | A/C 15 | 2005 |  | 1,2 | 3 | Yes
1505F12402 | Heat Pump Package Unit | Carrier |  | Roof | A/C 16 | 2005 |  | 1,2,3,4 | 3 | Yes
1805G40451 | Heat Pump Package Unit | Carrier |  | Roof | A/C 17 | 2005 |  | 1 | 3 | Yes
1205621422 | Heat Pump Package Unit | Carrier |  | Roof | A/C 18 | 2005 |  | 1 | 2 | Yes
1705G10450 | Heat Pump Package Unit | Carrier |  | Roof | A/C 19 | 2005 |  | 1 | 2 | Yes
| Fan Coil |  |  | First Floor | FC-1 | 2005 |  | 1,2 | 1
| Condensing Unit |  | Heat Pump | Roof | CU-1 | 2005
| Fan Coil |  |  | First Floor | FC-2 | 2005 |  | 1,2 | 1
| Condensing Unit |  | Heat Pump | Roof | CU-2 | 2005
| Fan Coil |  |  | First Floor | FC-3 | 2005 |  | 1,2 | 1
| Condensing Unit |  | Heat Pump | Roof | CU-3 | 2005
| Fan Coil |  |  | First Floor | FC-4 | 2005 |  | 1,2,3 | 1
| Condensing Unit |  | Heat Pump | Roof | CU-4 | 2005
| Fan Coil |  |  | First Floor | FC-5 | 2005 |  | 1,2 | 1
| Condensing Unit |  | Heat Pump | Roof | CU-5 | 2005
| Fan Coil |  |  | First Floor | FC-6 | 2005 |  | 1,2,3 | 1
| Condensing Unit |  | Heat Pump | Roof | CU-6 | 2005
| Fan Coil |  |  | First Floor | FC-7 | 2005 |  | 1,2,3 | 1
| Condensing Unit |  | Heat Pump | Roof | CU-7 | 2005
| Fan Coil |  |  | First Floor | FC-8 | 2005 |  | 1 | 1
| Condensing Unit |  | Heat Pump | Roof | CU-8 | 2005
| Fan Coil |  |  | First Floor | FC-9 | 2005 |  | 1 | 1
| Condensing Unit |  | Heat Pump | Roof | CU-9 | 2005
| Fan Coil |  |  | First Floor | FC-10 | 2005 |  | 1,2 | 1
| Condensing Unit |  | Heat Pump | Roof | CU-10 | 2005
| Fan Coil |  |  | First Floor | FC-11 | 2005 |  | 1,2 | 1
| Condensing Unit |  | Heat Pump | Roof | CU-11 | 2005
| Fan Coil |  |  | First Floor | FC-12 | 2005 |  | 1 | 1
| Condensing Unit |  | Heat Pump | Roof | CU-12 | 2005
| Fan Coil |  |  | First Floor | FC-13 | 2005 |  | 1 | 1
| Condensing Unit |  | Heat Pump | Roof | CU-13 | 2005
| Fan Coil |  |  |  | FC-A | 2005 |  | 1 | 1
| Condensing Unit |  | Heat Pump | Roof | CU-A | 2010
| Data Air Unit |  |  |  |  | 2010 |  | 2 compressors
| Condensining Unit |  |  | Roof |  | 2010

## GSA Saticoy Operations Yard
Building | GSA Saticoy |  |  |  |  | Year |  |  | 2007 | Belts | Belts
Serial # | Type | Make | Model | Location | Unit ID | Installed | Ton | HP | Condition | Qty | Type
2305G10325 | Gas/Electric Unit | Carrier | 48HJL005--651 | GSA Administration | AC-1A | 2007 | 4
2405G30475 | Gas/Electric Unit | Carrier | 48HJL007--651 | GSA Administration | AC-2A | 2007 | 6
1905G51429 | Gas/Electric Unit | Carrier | 48GSN024040301 | GSA Administration | AC-3A | 2007 | 2
1805G50246 | Gas/Electric Unit | Carrier | 48HJM004--641 | GSA Administration | AC-4A | 2007 | 3
2105G41039 | Gas/Electric Unit | Carrier | 48GSN0180301 | GSA Administration | AC-5A | 2007 | 1.5
2305G10323 | Gas/Electric Unit | Carrier | 48HJ005--651 | GSA Administration | AC-6A | 2007 | 4
2305G10320 | Gas/Electric Unit | Carrier | 48HJ005--651 | GSA Shop Office | AC-7A | 2007 | 4
0007674 | Fan Coil | Sanyo | KHHS2672R | Parts Office |  | 2007 | 2.5
0044474 | Condensing Unit | Sanyo | CH2672R | Parts Office |  | 2007 | 2.5
0012971 | Fan Coil | Sanyo | KHH2472 | Parks Office |  | 2007 | 2
0001071 | Condensing Unit | Sanyo | CH2472 | Parks Office |  | 2007 | 2
| Fan Coil | Carrier |  | ISD Office | FCU-1A | 2007 | 2
1805X34803 | Condensing Unit | Carrier | 38QR024C-341 | ISD Office | CU-1A | 2007 | 2
| Fan Coil | Carrier |  | ISD Office | FCU-2A | 2007 | 1.5
0705X24463 | Condensing Unit | Carrier | 38QR018C-341 | ISD Office | CU-2A | 2007 | 1.5
| Fan Coil | Carrier |  | Heavy Office | FCU-3A | 2007 | 1.5
0505X23404 | Condensing Unit | Carrier | 38QR018C-341 | Heavy Office | CU-3A | 2007 | 1.5
| Fan Coil | Carrier |  | Light -Transportation | FCU-4A | 2007 | 1.5
0505X23406 | Condensing Unit | Carrier | 38QR018C-341 | Light -Transportation | CU-4A | 2007 | 1.5
| Exhaust Fan |  |  | GSA Admin |  | 2007 |  |  |  | 3
| Exhaust Fan |  |  | ISD Office |  | 2007 |  |  |  | 5
| Exhaust Fan |  |  | GSA Shop Office |  | 2007 |  |  |  | 5
Air Compressors (2)

## PWA Saticoy Operations Yard
Building | PWA Saticoy |  |  |  |  | Year |  |  | 2007 | Belt | Belt
Serial # | Type | Make | Model | Location | Unit ID | Installed | Ton | HP | Condition | Qty | Type
2505G10985 | Gas/electric RTU | Carrier | 48HJL005--651 | PWA Admin | AC-1B | 2007 | 7
2305G30681 | Gas/electric RTU | Carrier | 48HJD014--661 | PWA Admin | AC-2B | 2007 | 1.25
2505G10981 | Gas/electric RTU | Carrier | 48HJD008--641 | PWA Admin | AC-3B | 2007 | 7
2105G50308 | Gas/electric RTU | Carrier | 48HJL006--641 | PWA Admin | AC-4B | 2007 | 5
2105G41241 | Gas/electric RTU | Carrier | 48GSN030040501 | PWA Admin | AC-5B | 2007 | 2.5
2305G10322 | Gas/electric RTU | Carrier | 48HJL005--651 | PWA Admin | AC-6B | 2007 | 4
1805G50247 | Gas/electric RTU | Carrier | 48HJM004--641 | PWA Admin | AC-7B | 2007 | 3
0905Y10482 | Fan Coil | Carrier | 388K012320 | PWA Watershed Office | WU-1B | 2007 | 1
| Condensing Unit | Carrier |  | PWA Watershed Office | CU-1B | 2007
| Exhaust Fan |  |  | PWA Admin |  | 2007 |  |  |  | 1
| Exhaust Fan |  |  | Heavy |  | 2007 |  |  |  | 4
| Exhaust Fan |  |  | Light -Transportation |  | 2007 |  |  |  | 5
| Exhaust Fan |  |  | PWA Shop |  | 2007 |  |  |  | 14
| Exhaust Fan |  |  | Haz Mat |  | 2007 |  |  |  | 2
| Exhaust Fan |  |  | Friends of the Library |  | 2007 |  |  |  | 2

## 355 Post Street
Building | 355 Post Street |  |  |  | Tag/Unit | Year |  |  |  | Belt | Belt
Serial # | Type | Make | Model | Location | No.# | Installed | Ton | HP | Condition | Qty | Type
1803G50958 | Gas Electric | Carrier | 48GSN048090301 | roof | AC 1 | 2003 | 4 |  | Good |  | DD | Serviced once/yr (units off)
2303G50963 | Gas Electric | Carrier | 48GSN048090301 | roof | AC 2 | 2003 | 4 |  | Good |  | DD | Serviced once/yr (units off)
| Gas Electric | Carrier | 48ESNA3606030 | roof | AC 3 | 2011 | 3 |  | Good |  | DD

## Royal Avenue Building
Building | Royal Avenue |  |  |  | Year |  |  |  | Belt | Belt
Serial # | Type | Make | Model | Unit ID | Installed | Ton | HP | Condition | Qty | Type
2609C08642 | Gas Electric Package Unit | Carrier | 48VLNA4206050 | AC# 1 | 2010 | 4 |  | Good
2609C08648 | Gas Electric Package Unit | Carrier | 48VLNA4206050 | AC# 2 | 2010 | 4 |  | Good
2609C08919 | Gas Electric Package Unit | Carrier | 48VLNA489050 | AC# 3 | 2010 | 5 |  | Good
2101G14451 | Split Sytem (Condensing Unit/Fan Coil) | Carrier | 50JX-036-301 | AC# 4 | 2003 | 2 |  | Fair | TELEPHONE
2609C08937 | Gas Electric Package Unit | Carrier | 48VLNA4809050 | AC# 5 | 2010 | 5 |  | Good
4507G51927 | Gas Electric Package Unit | Carrier | 48VLN0600905 | AC#6 | 2009 | 6 |  | Good
2909C13140 | Gas Electric Package Unit | Carrier | 48VLNA6009050 | AC# 7 | 2010 | 6 |  | Good
2609C08917 | Gas Electric Package Unit | Carrier | 48VLNA4809050 | AC# 8 | 2010 | 5 |  | Good
1108G11688 | Split Sytem (Condensing Unit/Fan Coil) | Carrier | 50XP-0240311 | AC#9 | 2008 | 2.5 |  | Good | SERVER
V VC591309 | Exhaust fan | Centi Master | PNN163E2 | EF-1 |  |  |  |  | 1 | 4L260
D5K23181 | Exhaust fan | GreenHeck | CUBE101LND6 QD | EF-2

## Simi Valley Behavioral Health
Building | Simi Valley Behavioral Health |  |  |  |  | Year |  |  | 2007 | Belt | Belt
Serial # | Type | Make | Model | Location | Unit ID | Installed | Ton | HP | Condition | Qty | Type
1492X17553 | Condensing Unit | Carrier | 38QRA060500 | Parking | CU-1 | 1996 |  |  | Good
1492X17551 | Condensing Unit | Carrier | 38QRA060500 | Parking | CU-2 | 1996 |  |  | Good
1492X17550 | Condensing Unit | Carrier | 38QRA060500 | Parking | CU-3 | 1996 |  |  | Good
1492X17552 | Condensing Unit | Carrier | 38QRA060500 | Parking | CU-4 | 1996 |  |  | Good
92EO1107 | Down Shoot AIR HANDLER (solely for air movement) | VENCO | V1C6-160-LMD | AH-1 | 17 | 1996 |  | 1 |  | 4L560 | G
92EO1106 | Down Shoot AIR HANDLER (solely for air movement) | VENCO | V1C6-160-LMD | AH-2 | 17 | 1996 |  | 1 |  | 4L560 | G
| Exhaust Fan | Greenheck | Cube-240 | Roof

## Telephone Road Building
Building | Telephone Road |  |  |  |  | Year |  |  |  | Belts | Belts
Serial # | Type | Make | Model # | Location | Unit ID | Installed | Ton | HP | Condition | Qty | Type
NHKM092757 | Gas Electric Package Unit | York | D1NA036N0722SC | Roof | 100 | 2003 | 5 |  | Good
NHKM091383 | Gas Electric Package Unit | York | D1NA036N0722SC | Roof | 101 | 2003 | 3 |  | Good
NHKM090723 | Gas Electric Package Unit | York | D2NA060N11025C | Roof | 102 | 2003 | 3 |  | Good
NHKM092119 | Gas Electric Package Unit | York | D2NA060N11025C | Roof | 103 | 2003 | 5 |  | Good
NHKM092763 | Gas Electric Package Unit | York | D2NA060N11025C | Roof | 104 | 2003 | 5 |  | Good
NHKM092753 | Gas Electric Package Unit | York | D2NA060N11025C | Roof | 105 | 2003 | 5 |  | Good
NHKM092765 | Gas Electric Package Unit | York | D2NA060N11025C | Roof | 106 | 2003 | 5 |  | Good
NHKM093302 | Gas Electric Package Unit | York | D1NA036N0722SC | Roof | 107 | 2003 | 5 |  | Good
NHKM090728 | Gas Electric Package Unit | York | D1NA036N0722SC | Roof | 108 | 2003 | 3 |  | Good
NHKM094194 | Gas Electric Package Unit | York | D2NA060N11025C | Roof | 109 | 2003 | 3 |  | Good
NHKM092752 | Gas Electric Package Unit | York | D2NA060N11025C | Roof | 110 | 2003 | 5 |  | Good
NHKM092750 | Gas Electric Package Unit | York | D2NA060N11025C | Roof | 111 | 2003 | 5 |  | Good
NHKM091435 | Gas Electric Package Unit | York | D2NA060N11025C | Roof | 112 | 2003 | 5 |  | Good
NHKM092118 | Gas Electric Package Unit | York | 548CPX048000AEAA | Roof | 113 | 2003 | 5 |  | Good
NOF8954793 | Heat Pump | York | B1HX036A25A | Roof | 114 | 2003 | 4 |  | Good
NHKM092761 | Gas Electric Package Unit | York | D1NA036N0722SC | Roof | 115 | 2003 | 5 |  | Good
NHKM090727 | Gas Electric Package Unit | York | D2NA06ON11025C | Roof | 116 | 2003 | 3 |  | Good
NHKM092755 | Gas Electric Package Unit | York | D2NA06ON11025C | Roof | 117 | 2003 | 5 |  | Good
NHKMO92116 | Gas Electric Package Unit | York | D2NA060N11025C | Roof | 118 | 2003 | 5 |  | Good
NHKMO92754 | Gas Electric Package Unit | York | D2NA036N11025C | Roof | 119 | 2003 | 5 |  | Good
NGKMO84196 | Gas Electric Package Unit | York | D2NA060N11025C | Roof | 120 | 2003 | 3 |  | Good
NHKMO92759 | Gas Electric Package Unit | York | D2NA060N11025C | Roof | 200 | 2003 | 5 |  | Good
NHKMO92756 | Gas Electric Package Unit | York | D2NA060N11025C | Roof | 201 | 2003 | 5 |  | Good
NHKM092758 | Gas Electric Package Unit | York | D2NA060N11025C | Roof | 202 | 2003 | 5 |  | Good
NHKMO92120 | Gas Electric Package Unit | York | D2NA060N11025C | Roof | 203 | 2003 | 5 |  | Good
NGKMO84195 | Gas Electric Package Unit | York | D2NA06ON11025C | Roof | 204 | 2003 | 3 |  | Good
NGKMO84178 | Gas Electric Package Unit | York | D2NA06ON11025C | Roof | 205 | 2003 | 4 |  | Good
NHKMO90176 | Gas Electric Package Unit | York | D2NA06ON11025C | Roof | 206 | 2003 | 4 |  | Good
NHKMO93300 | Gas Electric Package Unit | York | D2NA06ON11025C | Roof | 207 | 2003 | 5 |  | Good
NGKMO84193 | Gas Electric Package Unit | York | D2NA06ON11025C | Roof | 208 | 2003 | 3 |  | Good
NHKMO92751 | Gas Electric Package Unit | York | D2NA06ON11025C | Roof | 209 | 2003 | 5 |  | Good
NHKMO90678 | Gas Electric Package Unit | York | D2NA06ON11025C | Roof | 210 | 2003 | 5 |  | Good
NHKMO92762 | Gas Electric Package Unit | York | D2NA06ON11025C | Roof | 211 | 2003 | 5 |  | Good
NHKMO90724 | Gas Electric Package Unit | York | D2NA06N11025C | Roof | 212 | 2003 | 3 |  | Good
NHKM093304 | Gas Electric Package Unit | York | D1NA036N07225C | Roof | 213 | 2003 | 5 |  | Good
NHKM092725 | Gas Electric Package Unit | York | D1NA036N07225C | Roof | 214 | 2003 | 3 |  | Good
NHKM061068 | Gas Electric Package Unit | York | D2NA060N11025C | Roof | 215 | 2003 | 3 |  | Good
NHKM090679 | Gas Electric Package Unit | York | D1NA036N07225C | Roof | 216 | 2003 | 5 |  | Good
NHKM092726 | Gas Electric Package Unit | York | D1NA036N07225C | Roof | 217 | 2003 | 3 |  | Good
NHKM082189 | Gas Electric Package Unit | York | D2NA060N110225C | Roof | 218 | 2003 | 3 |  | Good
NHKM092764 | Gas Electric Package Unit | York | D2NA060N11025C | Roof | 219 | 2003 | 5 |  | Good
NHKM093303 | Gas Electric Package Unit | York | D1NA036N07225C | Roof | 220 | 2003 | 5 |  | Good
NHKM084197 | Gas Electric Package Unit | York | D1NA036N07225C | Roof | 221 | 2003 | 3 |  | Good
NHKM085582 | Gas Electric Package Unit | Carrier | D1NA036N07225C | Roof | 222 | 2003 | 2.5 |  | Good
N0G126487 | Heat Pump | York | B1HX036A25A | Roof | 121 |  |  |  | New
NON8510018 | Heat Pump | York | B1HX036A25A | Roof | 223
0181694/0020793 | Split System (condenser w/fan coil) | Sanyo | C1211/RS1211 | Roof | AC2
| Exhaust Fan |  |  | Roof | EF-1 | 1988 |  |  | Good
| Exhaust Fan |  |  | Roof | EF-1A | 1999 |  |  | Good |  | 4L180
| Exhaust Fan |  |  | Roof | EF-2 | 1988 |  |  | Good
| Exhaust Fan |  |  | Roof | EF-2A | 1999 |  |  | Good |  | 4L180
| Exhaust Fan |  |  | Roof | EF-3 | 1999 |  |  | Good

## Juvenile Facility
Building | Juvenile Facility |  |  |  |  | Year |  |  | 2013 | Belt | Belt
Serial # | Type | Make | Model # | Location | Unit ID | Installed | Ton | HP | Condition | Qty | Type
1619B3E27.1 | CP1 Pump/Motor | Taco | P63CZD-3021 | CP/BR | CP1 | 2004 |  | 1 | Good
1615B3E26.1 | CP2 Pump/Motor | Taco | P63CZE-3022 | CP/BR | CP2 | 2004 |  | 1 | Good
0602107645 | Water Heater | A.O. Smith | BTH400A100 | CP/BR | Water Heater | 2011 | 399990 BTU |  | Good
0602107644 | Water Heater | A.O. Smith | BTH400A100 | CP/BR | Water Heater | 2011 | 399990 BTU |  | Good
| Water Heater | A.O. Smith | 1107-M000261 | CP/BR | Water Heater | 2011 |  |  | Good
0602107646 | Water Heater | A.O. Smith | 1103-M002141 | CP/BR | Water Heater | 2011 |  |  | Good
| Water Heater | A.O. Smith | 1105-M002189 | CP/BR | Water Heater | 2011 |  |  | Good
| Water Heater | A.O. Smith | 1108-M00531 | CP/BR | Water Heater | 2011 |  |  | Good
| Water Heater | A.O. Smith | 1044-M002021 | CP/BR | Water Heater | 2011 |  |  | Good
| Water Heater | A.O. Smith | 1122-M000284 | CP/BR | Water Heater | 2011 |  |  | Good
| Water Heater | A.O. Smith | 1040-M00105 | CP/BR | Water Heater | 2011 |  |  | Good
0602107646 | Water Heater | A.O. Smith | 1215-M0001466 | CP/BR | Water Heater | 2011 |  |  | Good
| CP3 | Taco | 008BF6 | CP/BR | CP3 | 2004 |  | 1/25 | Good
| Expansion Tank |  | ST60V | CP/BR | ET1 | 2004 |  |  | Good
| Expansion Tank |  | ST30V | CP/BR | ET2 | 2004 |  |  | Good
| Expansion Tank |  | ST42V | CP/BR | ET3 | 2004 |  |  | Good
F0204043880 | HWP 1 | Taco/Baldor | STD.E | CP/BR | HWP1 | 2004 |  | 7.5 | Good
F0204043760 | HWP 1 | Taco/Baldor | STD.E | CP/BR | HWP2 | 2004 |  | 7.5 | Good
Z0302286174 | SHWP1 | Taco/Baldor | SUPER E | CP/BR | SHWP1 | 2004 |  | 30 | Good
Z0302280169 | SHWP2 | Taco/Baldor | SUPER E | CP/BR | SHWP2 | 2004 |  | 30 | Good
F0202180950 | SHWP3 | Taco/Baldor | SUPER E | CP/BR | SHWP3 | 2004 |  | 10 | Good
| SHWP4 | Taco/Baldor |  | CP/BR | SHWP4 | 2004 |  | 10 | Good
8371004272 | VFD SHWP1 | Danfoss |  | CP/BR | SHWP1(30) | 2004 |  | 30 | Good
8372004272 | VFD SHWP2 | Danfoss |  | CP/BR | SHWP2(30) | 2004 |  | 30 | Good
8339004272 | VFD SHWP3 | Danfoss |  | CP/BR | SHWP2(10) | 2004 |  | 10 | Good
834004272 | VFD SHWP4 | Danfoss |  | CP/BR | SHWP 4(10) | 2004 |  | 10 | Good
15805-1 | Boiler #1 | Universal | BF125W4 | CP/BR | B1 | 2004 |  | 5 | Good
BF125WH | Boiler #2 | Universal | BF125WH | CP/BR | B2 | 2004 |  |  | Good
205210005 | Air Compressor | Ingersoll-Rand | 234002 | CP/BR | AC1 | 2004 |  |  | Good
| FCU CP2 | York |  | CP/BR | FEUCP2 | 2004 |  | 5 | Good | 1 | AX54
| FCU CP1 | York |  | CP/BR | FEUCP1 | 2004 |  | 5 | Good | 1 | AX54
Z0203130070 | CHP1 | Taco/Baldor | STDE | CP/CR | CHP1 | 2004 |  | 25 | Good
Z0203130065 | CHP2 | Taco/Baldor | STDE | CP/CR | CHP2 | 2004 |  | 25 | Good
Z0208290245 | SCHP1 | Taco/Baldor | SUPER E | CP/CR | SCHP1 | 2004 |  | 50 | Good
Z0502080297 | SCHP2 | Taco/Baldor | SUPER E | CP/CR | SCHP2 | 2004 |  | 50 | Good
Z0204010099 | SCHP3 | Taco/Baldor | SUPER E | CP/CR | SCHP3 | 2004 |  | 20 | Good
Z0201250240 | SCHP4 | Taco/Baldor | SUPER E | CP/CR | SCHP4 | 2004 |  | 20 | Good
| SCHP1 VFD | Danfoss |  | CP/CR | SCHP1(50) | 2004 |  |  | Good
| SCHP2 VFD | Danfoss |  | CP/CR | SCHP2(50) | 2004 |  |  | Good
| SCHP3 VFD | Danfoss |  | CP/CR | SCHP3(20) | 2004 |  |  | Good
| SCHP4 VFD | Danfoss |  | CP/CR | SCHP4(20) | 2004 |  |  | Good
Z0204240213 | CWP 1 | Taco/Baldor | STDE | CP/CR | CWP1 | 2004 |  | 40 | Good
Z0204240213 | CWP 2 | Taco/Baldor | STDE | CP/CR | CWP2 | 2004 |  | 40 | Good
GDLM152130 | Chiller | York | YTJ-1C-2E2-CNJ | CP/CR | CHILLER | 2004 | 400 |  | Good
AA05-118 | Chiller | Multi-Stack | MS24F1L2W2H1-R134A | CP/CR | CHILLER2 | 2012 | 240 |  | Good
| Cooling Tower VFD |  |  | CP/BP | CT1 | 2004 |  |  | Good
| Cooling Tower | PURAFLUX/BALDOUR |  | CP/BP | CT1 | 2004 |  |  | Fair
| Sand Filter | PURAFLUX/BALDOUR |  | CP/BP | SAND FILTER | 2004 |  | 5 | Good
20000887396 | SHWP-4 | TACO/WEG | 01018EP3E215T | CP/BR | SHWP-4 | 2011 |  | 10 | Good
AGLM011776 | Make Up Air Unit | York | CP305DWDiAF150460 | Kitchen | MAU-K | 2004 |  | 15 | Good
| Exhaust Fan | Loren-Cook | 300VH11B | Kitchen | KEF-1 | 2004 |  | 5 | Good | 2 | AX35
| Exhaust Fan | Loren-Cook | 300VH11B | Kitchen | KEF-2 | 2004 |  | 5 | Good | 2 | AX35
| Exhaust Fan | Loren-Cook | 150R6B | Kitchen | KEF-3 | 2004 |  | 0.75 | Good | 1 | 4L220
| Exhaust Fan | Loren-Cook | 150R6B | Kitchen | KEF-4 | 2004 |  | 0.75 | Good | 1 | 4L220
AGLM011723 | Make Up Air Unit | York | CP65DWD1AF30460 | Laundry | MAU-L | 2004 |  | 3 | Good | 1 | AX50
| Exhaust Fan | Loren-Cook | 180R8B | Laundry | LEF-1 | 2004 |  | 1.5 | Good | 1 | 4L270
AGLM011720 | Air Handling Unit | York | CP350DWD1AF155460 |  | AHU-3 | 2004 |  | 15(S) | Good | 2 | BP84
| Exhaust Fan | Loren-Cook | 135SRSHB | Administration | EF-A-3.1 | 2004 |  | 0.33 |  | 1 | 4L220
| Exhaust Fan | Loren-Cook | 1005RSHB | Administration | EF-A-3.2 | 2004 |  | 0.25 |  | 1 | 4L220
AGLM011721 | Air Handling Unit | York | CP250DWDIAF155460 | Administration | AHU-2 | 2004 |  | 25 (S) |  | 3 | BX106
[6 empty] | 2004 |  | 5 ( R) |  | 2 | BX103
| Exhaust Fan | Loren-Cook | 180SRSHB | Administration | EF-A.2.1 | 2004 |  | 0.75 |  | 1 | 4L250
AGLM011719 | Air Handling Unit | York | CP400DWDIAF2571/2/460 | Administration | AHU.1 | 2004 |  | 25.0 (S) |  | 3 | BX106
AGLMO11722 | Air Handling Unit | York | CP305SWS1AF060 |  |  | 2004
| Exhaust Fan | Loren-Cook | 245SRSHB | Administration | EF-A.1.1 | 2004 |  | 1.5 |  | 1 | 4L310
| Exhaust Fan | Loren-Cook | 210SRSHB | Administration | EF-A.1.2 | 2004 |  | 1.5 |  | 1 | 4L280
| Exhaust Fan | Loren-Cook | 165SRSHB | Administration | EF-A.1.3 | 2004 |  | 0.75 |  | 1 | 4L220
AGLM011728 | Air Handling Unit | York | CP105DWD1AF50460 | SH | AHU-SH3.2 | 2004 |  | 5 |  | 1 | B-57
AGLM011727 | Air Handling Unit | York | CP105DWDIAF50466 | SH | AHU-SH3.1 | 2004 |  | 5 |  | 1 | B-57
| Exhaust Fan | Loren-Cook | 150SRSHB | SH | EF-SH.3.2 | 2004 |  | 0.5 |  | 1 | 4L220
| Exhaust Fan | Loren-Cook | 150SRSHB | SH | EF-SH3.1 | 2004 |  | 0.5 |  | 1 | 4L220
AGLM011726 | Air Handling Unit | York | CP105DWDIAF50460 | SH | AHU-SH2.2 | 2004 |  | 5 |  | 1 | B-57
AGLM011725 | Air Handling Unit | York | CP105DWDIAF50460 | SH | AHU-SH2.1 | 2004 |  | 5 |  | 1 | B-57
| Exhaust Fan | Loren-Cook | 150SRSHB | SH | EF-SH2.2 | 2004 |  | 0.5 |  | 1 | 4L220
| Exhaust Fan | Loren-Cook | 150SRSHB | SH | EF-SH2.1 | 2004 |  | 0.5 |  | 1 | 4L220
AGLM011724 | Air Handling Unit | York | CP105DWDIAF50466 | SH | AHU-SH 1.2 | 2004 |  | 5 |  | 1 | B-57
AGLM011723 | Air Handling Unit | York | CP105DWDIAF50460 | SH | AHU-SH1.1 | 2004 |  | 5 |  | 1 | B-57
| Exhaust Fan | Loren-Cook | 150SRSHB | SH | EF-SH1.2 | 2004 |  | 0.5 |  | 1 | 4L220
| Exhaust Fan | Loren-Cook | 150SRSHB | SH | EF-SH1.1 | 2004 |  | 0.5 | GOOD | 1 | 4L220
AGLM011722 | Air Handling Unit | York | CP305SWS1AF150460 | MP | AHU R.1 | 2004 |  | 15 | GOOD | 2 | BP-47
| Tertiary Pump | Taco | KV2007AD2JCB683M | MP | TCHP-1 | 2004 |  | 3
| Tertiary Pump | Taco | KV2007AD2JCB683M | MP | TCHP-2 | 2004 |  | 3
| Tertiary Pump | Taco | KV2007AD2JCB682M | MP | THWP-1 | 2004 |  | 2
| Tertiary Pump | Taco | KV2007AD2HCB682M | MP | THWP-2 | 2004 |  | 2
| Exhaust Fan | Loren-Cook | 135SRSHB | MP | EF-R1 | 2004 |  | 0.33 |  | 1 | 4L24
| Tertiary Pump | Taco |  | SH | TCHP-1 | 2004 |  | 5
| Tertiary Pump | Taco |  | SH | TCHP-2 | 2004 |  | 5
| Tertiary Pump | Taco | KV2007AD2JCB683M | SH | THWP-1 | 2004 |  | 3
| Tertiary Pump | Taco | KV2007ADSJCB683M | SH | THWP-2 | 2004 |  | 3
Detention Housing
| Exhausts Fan and Motor | Marathon | 9VF56T1701072DP | DH-3 | EFDH3.1 | 2004 |  | 3/4 |  | 1 | 4L270
| Exhausts Fan and Motor | Marathon | 9VF56T17T11072DP | DH-3 | EFDH3.2 | 2004 |  | 3/4 |  | 1 | 4L270
| Exhausts Fan and Motor | Marathon | 9VF56T17T11072DP | DH-3 | EFDH3.3 | 2004 |  | 3/4 |  | 1 | 4L270
| Exhausts Fan and Motor | Marathon | 9VF56T17D10720DP | DH-3 | EFDH3.4 | 2004 |  | 3/4 |  | 1 | 4L270
| Exhausts Fan and Motor | Marathon | 9VF56T17D10720DP | DH-2 | EFDH2.1 | 2004 |  | 3/4 |  | 1 | 4L270
| Exhausts Fan and Motor | Marathon | 9VF56T17D10720DP | DH-2 | EFDH2.2 | 2004 |  | 3/4 |  | 1 | 4L270
| Exhausts Fan and Motor | Marathon | 9VF56T17D10720DP | DH-2 | EFDH2.3 | 2004 |  | 3/4 |  | 1 | 4L270
| Exhausts Fan and Motor | Marathon | 9VF56T17D10720DP | DH-2 | EFDH2.4 | 2004 |  | 3/4 |  | 1 | 4L270
| Exhausts Fan and Motor | Marathon | 9VF56T17D10720DP | DH-1 | EFDH1.1 | 2004 |  | 3/4 |  | 1 | 4L270
| Exhausts Fan and Motor | Marathon | 9VF56T17D10720DP | DH-1 | EFDH1.2 | 2004 |  | 3/4 |  | 1 | 4L270
| Exhausts Fan and Motor | Marathon | 9VF56T1701072DP | DH-1 | EFDH1.3 | 2004 |  | 3/4 |  | 1 | 4L270
| Exhausts Fan and Motor | Marathon | 9VF56T1701072DP | DH-1 | EFDH1.4 | 2004 |  | 3/4 |  | 1 | 4L270
Matilija, Detention, Roof
AGLMO11758 | Air Handling Unit | York | CP105DWD1AF71/20460 | DH-1 | AH4DH-1.1 | 2004
OP6A2003255 | Fan | Comefri |  | DH-1.1 | 487SUPPLY488-492 | 2004
F0205150590 | Fan Motor | Baldor |  | DH-1.1 |  | 2004 |  | 7.5 |  | 2 | AX55
AGLM011761 | Air Handling Unit | York | CP105DWD1AF71/20460 | DH-1 | AHUDH1.2 | 2004
0P6A2003255 | Fan | Comefri |  | DH-1.2 | 487SUPPLY488-492 | 2004
F0205150645 | Fan Motor | Baldor |  | DH-1.2 |  | 2004 |  | 7.5 |  | 2 | AX55
AGLMO11764 | Air Handling Unit | York | CP105DWD1AF71/20460 | DH-1 | AHUDH-1.3 | 2004
OP6AZ02942 | Fan | Comefri |  | DH-1.3 | 487SUPPLY488-492 | 2004
F0205210745 | Fan Motor | Baldor |  | DH-1.3 |  | 2004 |  | 7.5 |  | 2 | AX55
AGLMOI1767 | Air Handling Unit | York | CP105DWD1AF71/2-0460 | DH-1 | AHUDH-1.4 | 2004
OP6A2002942 | Fan | Comefri |  | DH-1.4 | 487SUPPLY488-492 | 2004
F0205210765 | Fan Motor | Baldor |  | DH-1.4 |  | 2004 |  | 7.5 |  | 2 | AX55
ID PLATE MISSING | Pump Motor | Baldor | JMM3218T | DH-1 | TCHP-2 | 2004 |  | 5
F0205214083 | Pump Motor | Baldor | JMM3218T | DH-1 | TCHP-1 | 2004 |  | 5
F0205294108 | Pump Motor | Baldor | JMM3151T | DH-1 | THWP-1 | 2004 |  | 3
F0205201113 | Pump Motor | Baldor | JMM3151T | DH-1 | THWP-1 | 2004 |  | 3
Sycamore, Detention, Roof
AGLM011768 | Air Handling Unit | York | CP105DWD1AF71/20460 | DH-2 | AHU D2.1 | 2004
OP6A2002942 | Fan | Comefri | 82604001 | DH2.1 | 487SUPPLY488-492 | 2004
F0205210780 | Fan Motor | Baldor | H3311T | DH2.1 |  | 2004 |  | 7.5 |  | 2 | AX55
AGLM011750 | Air Handling Unit | York | CP105DWD1AF71/20460 | DH2 | AHU D2.2 | 2004
0P6A2002701 | Fan | Comefri | 82604001 | DH2.2 | 487SUPPLY488-492 | 2004
F0205150550 | Fan Motor | Baldor | H3311T | DH2.2 |  | 2004 |  | 7.5 |  | 2 | AX55
AGLM011765 | Air Handling Unit | York | CP105DWD1AF71/20460 | DH-2 | AHU-DH2.3 | 2004
OP6A2002942 | Fan | Comefri | 82604001 | DH-2.3 | 487SUPPLY488-492 | 2004
F0205210775 | Fan Motor | Baldor | H3311T | DH-2.3 |  | 2004 |  | 7.5 |  | 2 | AX55
AGLM011753 | Air Handling Unit | York | CP105DWD1AF71/20460 | DH-2 | AHU DH2-4 | 2004
OP6A2003079 | Fan | Comefri | 82604001 | DH-2.4 |  | 2004
F0410270708 | Fan Motor | Baldor | H3311T | DH-2.4 | 487SUPPLY488-492 | 2004 |  | 7.5 |  | 2 | AX55
F0203274165 | Pump Motor | Baldor | JMM3218T | DH-2 | TCHP-2 | 2004 |  | 5
F0203274100 | Pump Motor | Baldor | JMM3218T | DH-2 | TCHP-1 | 2004 |  | 5
F0205294088 | Pump Motor | Baldor | JMM3157T | DH-2 | THWP-1 | 2004 |  | 3
F0111263114 | Pump Motor | Baldor | JMM3157T | DH-2 | THWP-2 | 2009
Wheeler, Detention, Roof
AGLM011760 | Air Handling Unit | York | CP105DWD1AF71/20460 | DH-3 | AHU-DH3.1 | 2004
OP6A2003255 | Fan | Comefri | 82604001 | DH3-1 | 487SUPPLY488-492 | 2004
F0205150575 | Fan Motor | Baldor | H3311T | DH3-1 |  | 2004 |  | 7.5 |  | 2 | AX55
AGLM011766 | Air Handling Unit | York | CP105D10D1AF71/20460 | DH-3 | AHU-DH3.2 | 2004
OP6A2002942 | Fan | Comefri | 82604001 | DH3-2 | 487SUPPLY488-492 | 2004
F0205150510 | Fan Motor | Baldor | H3311T | DH3-2 |  | 2004 |  | 7.5 |  | 2 | AX55
AGLM011763 | Air Handling Unit | York | CP105DWD1AF71/20460 | DH-3 | AHU-DH3.4 | 2004
OP6A2003079 | Fan | Comefri | 82604001 | DH-3.3 | 487SUPPLY488-492 | 2004
F0205210810 | Fan Motor | Baldor | H3311T | DH-3.3 |  | 2004 |  | 7.5 |  | 2 | AX55
AGLM011769 | Air Handling Unit | York | CP105DWD1AF71/20460 | DH-3 | AHU-DH3.4 | 2004
0P6A2007942 | Fan | Comefri | 82604001 | DH-3.4 | 487SUPPLY488-492 | 2004
F0205150585 | Fan Motor | Baldor | H3311T | DH-3.4 |  | 2004 |  | 7.5 |  | 2 | AX55
F0203273933 | Pump Motor | Baldor | JMM3218T | DH-3 | TCWP2 | 2004 |  | 5
F0203274125 | Pump Motor | Baldor | JMM3218T | DH-3 | TCWP1 | 2004 |  | 5
F0205294193 | Pump Motor | Baldor | JMM3157T | DH-3 | THWP1 | 2004 |  | 3
F0111283134 | Pump Motor | Baldor | JMM3157T | DH-3 | THWP2 | 2004
CH Equipment
F0210153406 | THWP1 CH1 | Baldor | JMM315TT | Pump Room | HW154 | 2004 |  | 2 | Fair
F0205294023 | THWP2 CH1 | Baldor | JMM315TT | Pump Room | HW155 | 2004 |  | 2 | Fair
F0206185683 | TCWP1 CH1 | Baldor | JMM3211T | Pump Room | CHW155 | 2004 |  | 3 | Fair
F0206185716 | TCWP2 CH1 | Baldor | JMM3211T | Pump Room | CHW156 | 2004 |  | 3 | Fair
F0205294043 | THWP1 CH2 | Baldor | JMM315TT | Pump Room | HW356 | 2004 |  | 2 | Fair
F0205294038 | THWP2 CH2 | Baldor | JMM315TT | Pump Room | HW357 | 2004 |  | 2 | Fair
F0206185663 | TCWP1 CH2 | Baldor | JMM3211T | Pump Room | CHW236 | 2004 |  | 3 | Fair
F0206185633 | TCWP2 CH2 | Baldor | JMM3211T | Pump Room | CHW235 | 2004 |  | 3 | Fair
F0301092056 | THWP1 CH3 | Baldor | JMM315TT | Pump Room | HW401 | 2004 |  | 2 | Fair
F0205294173 | THWP2 CH3 | Baldor | JMM315TT | Pump Room | HW400 | 2004 |  | 2 | Fair
F02061852723 | TCWP1 CH3 | Baldor | JMM3211T | Pump Room | CHW279 | 2004 |  | 3 | Fair
F0206185678 | TCWP2 CH3 | Baldor | JMM3211T | Pump Room | CHW278 | 2004 |  | 3 | Fair
| EFCH1-1.2 | Marathon | 9QD48517 | Roof |  | 2004 |  | 1/3 | Fair | 1
| EFCH1-1.1 | Marathon | D1296A | Roof |  | 2004 |  | 1/3 | Fair | 1
| EFCH1-2.1 | Marathon | 9QD485 | Roof |  | 2004 |  | 1/3 | Fair | 1
| EFCH1-2.2 | Marathon | 1701296A | Roof |  | 2004 |  | 1/3 | Fair | 1
AGLM011749 | AHU-CH1-1 | York | CP1050WQ | CH1 ROOF | AH-CH1-1 | 2004 |  | 7.5 | Fair | 2
AGLM011755 | AHU-CH1-3 | York | CP105DWD1 | CH1 ROOF | AHUCH1.3 | 2004 |  | 5 | Fair | 1
AGLM011752 | AHU-CH1.2 | York | CP105DWD1 | CH1 ROOF | AHUCH1.2 | 2004 |  | 7.5 | Fair | 2
| EFCH2-1.1 | Marathon | 9Q048517- | CH2 ROOF |  | 2004 |  | 1/3 | Fair | 1 | AX55
| EFCH2-1.2 | Marathon | D1296A | CH2 ROOF |  | 2004 |  | 1/3 | Fair | 1 | 4L250
| EFCH2 2.1 | Marathon | 9QO48517- | CH2 ROOF |  | 2004 |  | 1/3 | Fair | 1 | 4L250
| EFCH2 2.2 | Marathon | D1296A | CH2 ROOF |  | 2004 |  | 1/3 | Fair | 1 | 4L250
AGLMO11762 | AHU CH2.1 | York | CP105DWD17.5.0460 | CH2 ROOF | AHU-CH2.1 | 2004 |  | 7.5 | Fair | 2 | AX55
AGLM011759 | AHU CH2.2 | York | CP105DWD17.5.0460 | CH2 ROOF | AHU-CH2.2 | 2004 |  | 7.5 | Fair | 2 | AX55
AGLM011756 | AHU CH2.3 | York | CP1050W0150460 | CH2 ROOF | AHU-CH2.3 | 2004 |  | 5 | Fair | 1 | BX57
| EFCH31.1 | Marathon | 4q048517.01296a | CH3 ROOF | EFCH3,1.1 | 2004 |  | 1/3 | Fair | 1 | 4L250
| EFCH31.2 | Marathon |  | CH3 ROOF | EFCH3,1.2 | 2004 |  | 1/3 | Fair | 1 | 4L250
| EFCH32.1 | Marathon | 9QD48517-D1296A | CH3 ROOF | EFCH3.2.1 | 2004 |  | 1/3 | Fair | 1 | 4L250
| EFCH32.2 | Marathon |  | CH3 ROOF | EFCH3.2.2 | 2004 |  | 1/3 | Fair | 1 | 4L250
AGLM011754 | AHU CH3.1 | York | CP105DWD17.50460 | CH3 ROOF |  | 2004 |  | 7.5 | Fair | 2 | AX55
AGLM011751 | AHU CH3.2 | York | CP105DWD17.50460 | CH3 ROOF |  | 2004 |  | 7.5 | Fair | 2 | AX55
AGLM011757 | AHU CH3.3 | York | CP105DWD150460 | CH3 ROOF |  | 2004 |  | 5 | Fair | 1 | BX57
| FCU CH 1.3 | York |  | CH1CLASSRM 2 | FCUCH1.3 | 2004 |  | 1.5 | Fair | 1 | AX42
| FCU CH1.4 | York |  |  | FCUCH1.4 | 2004 |  | 1.5 | Fair | 1 | AX42
| FCU CH1.2 | York |  |  | FCUCH1.2 | 2004 |  | 1.5 | Fair | 1 | AX42
| FCU CH1.1 | York |  |  | FCUCH1.1 | 2004 |  | 1.5 | Fair | 1 | AX42
| FCU CH2.1.1 | York |  | CH2 CLASSRM | FCUCH2 1.1 | 2004 |  | 1.5 | Fair | 1 | AX42
| FCU CH2.1.2 | York |  |  | FCUCH2 1.2 | 2004 |  | 1.5 | Fair | 1 | AX42
| FCU CH2 1.3 | York |  |  | FCUCH2 1.3 | 2004 |  | 1.5 | Fair | 1 | AX42
| FCU CH2 1.4 | York |  |  | FCUCH2 1.4 | 2004 |  | 1.5 | Fair | 1 | AX42
| FCU CH3 1.1 | York |  | CH3 CLASSRM | FCUCH3 1.1 | 2004 |  | 1.5 | Fair | 1 | AX42
| FCU CH3 1.2 | York |  |  | FCUCH3 1.2 | 2004 |  | 1.5 | Fair | 1 | AX42
| FCU CH3 1.3 | York |  |  | FCU CH3 1.3 | 2004 |  | 1.5 | Fair | 1 | AX42
| FCU CH3 1.4 | York |  |  | FCU CH3 1.4 | 2004 |  | 1.5 | Fair | 1 | AX42
| FCU CH2 1.4 | York |  |  | FCUCH2 1.4 | 2004 |  | 1.5 | Fair | 1 | AX42
Administration VAV's and Kitchen Equipment
| VAV1.01 |  |  | Community Confinement |  | 2004
| VAV1.02 |  |  | Community Confinement |  | 2004
| VAV1.03 |  |  | Community Confinement |  | 2004
| VAV1.04 |  |  | Community Confinement |  | 2004
| VAV1.05 |  |  | Community Confinement |  | 2004
| VAV1.06 |  |  | Community Confinement |  | 2004
| VAV1.07 |  |  | Facility Administration |  | 2004
| VAV1.08 |  |  | Facility Administration |  | 2004
| VAV1.09 |  |  | Public Lobby |  | 2004
| VAV1.10 |  |  | Facility Administration |  | 2004
| VAV1.11 |  |  | Facility Administration |  | 2004
| VAV1.12 |  |  | Facility Administration |  | 2004
| VAV1.13 |  |  | Facility Administration |  | 2004
| VAV1.14 |  |  | Mens Locker Room |  | 2004
| VAV1.15 |  |  | Staff Dining |  | 2004
| VAV1.15A |  |  | Conference Room |  | 2004
| VAV1.16 |  |  | Maintenance Office |  | 2004
| VAV1.17 |  |  | Central Storage |  | 2004
| VAV2.01 |  |  | Intake |  | 2004
| VAV2.02 |  |  | Intake |  | 2004
| VAV2.03 |  |  | Intake |  | 2004
| VAV2.04 |  |  | Intake |  | 2004
| VAV2.05 |  |  | Intake |  | 2004
| VAV2.06 |  |  | Corridor near Visitation |  | 2004
| VAV2.07 |  |  | Visitation |  | 2004
| VAV2.08 |  |  | Visitation |  | 2004
| VAV2.09 |  |  | Visitation |  | 2004
| VAV2.10 |  |  | Visitation |  | 2004
| VAV2.11 |  |  | Visitation |  | 2004
| VAV2.12 |  |  | Visitation |  | 2004
| VAV2.13 |  |  | Corridor near Central |  | 2004
| VAV2.14 |  |  | Medical |  | 2004
| VAV2.15 |  |  | Medical |  | 2004
| VAV2.16 |  |  | Medical |  | 2004
| VAV2.17 |  |  | Medical |  | 2004
| VAV3.01 |  |  | Corridor near Muster |  | 2004
| VAV3.02 |  |  | Muster |  | 2004
| VAV3.03 |  |  | Search Room |  | 2004
| VAV3.04 |  |  | School Administration |  | 2004
| VAV3.05 |  |  | School Administration |  | 2004
| VAV3.06 |  |  | School Administration |  | 2004
| VAV3.07 |  |  | School Administration |  | 2004
| VAV3.08 |  |  | Corridor near Kitchen |  | 2004
| VAV3.09 |  |  | Program Administration |  | 2004
| VAV3.10 |  |  | Program Administration |  | 2004
| VAV3.11 |  |  | Program Administration |  | 2004
| VAV3.12 |  |  | Program Administration |  | 2004
| VAV3.12A |  |  | Program Administration |  | 2004
| VAV3.13 |  |  | Program Administration |  | 2004
| VAV3.14 |  |  | Program Administration |  | 2004
| VAV3.15 |  |  | Program Administration |  | 2004
| VAV3.16 |  |  | Program Administration |  | 2004
| VAV3.17 |  |  | Program Administration |  | 2004
127524 | Refrigeration Pumps/Condenser | Cold Zone | ETHN-2 | Dock |  | 2004 |  |  | Fair
| Freezer | Copeland | 2DF3030ETFC200 | Kitchen |  | 2004 |  |  | Fair
| Walk in cooler | Copeland | ERCA-021E-TAC-200 | Kitchen |  | 2004 |  |  | Fair
| Walk in cooler | Copeland | ERCA-021E-TAC-201 | Kitchen |  | 2004 |  |  | Fair
| Walk in cooler | Copeland | ERCA-021E-TAC-202 | Kitchen |  | 2004 |  |  | Fair

## Juvenile Court House
Building | Juvenile Court House |  |  |  |  | Year |  |  |  | Belt | Belt
Serial # | Type | Make | Model # | Location | Unit ID | Installed | Ton | HP | Condition | Qty | Type
| AIR COOLED CHILLER | COOLING TECH | ICA-40 | Roof |  | 2008 | 40
| CIR. PUMP | EBARA | 23U48125BT3C | Roof |  | 2008 |  | 5
| AIR HANDLER | MCQUAY | R05802CYY | Roof | AC3 | 2008
EB0403100175300 | AIR HANDLER | MCQUAY | R05802CRR | Roof | AH1 | 2008
FB00031174202 | DX UNIT/HEAT PUMP | MCQUAY | RPS060CLY | Roof | AC1
| CRU | LIEBERT | MCD24A | Roof |  | 2008
FB0U0310017-4302 | COMPRESSOR MOTOR | MCQUAY | RP5060CL4 | Roof | AC2 | 2008 |  | 1.5 |  | 4
| EXHAUST FAN 3.3 | PERB VENT | EX12BHFT | Roof |  |  |  |  | OK |  | 4L250
| EXHAUST FAN 1.1 | PERB VENT | EX12BH | Roof |  |  |  |  | OK |  | 4L240
| EXHAUST FAN 1.2 | PERB VENT | EX0BFT | Roof |  |  |  |  | OK |  | 4L230
| EXHAUST FAN 3.1 | PERB VENT | EX18BH | Roof |  |  |  |  | OK |  | 4L240
| EXHAUST FAN 2.1 | PERB VENT | EX12BH | Roof |  |  |  |  | OK |  | 4L230
| EXHAUST FAN 2.2 | PERB VENT | FX18BHFT | Roof |  |  |  |  | OK |  | 4L240
| EXHAUST FAN 2.3 | PERB VENT | FX08BFT | Roof |  |  |  |  | OK |  | 4L220
3260 | BOILER | UNILUX | ZF250W | Roof
CR37101K30 | Boiler Pump | Bell and Gossett | 1510BF9.750 | Roof
| Constant Air Volume Boxes |  | 14 each
| Variable Air Volume Boxes |  | 68 each

## East Valley Sheriff's Station
Building | Juvenile Courts |  |  |  |  | Year |  |  |  | Belt | Belt
Serial # | Type | Make | Model # | Location | Unit ID | Installed | Ton | HP | Condition | Qty | Type
N0K9232096 | Gas Electric Package Unit | York |  | Ground | AC 1 | 2011 | 7.5 |  | NEW
NOK29237671 | Gas Electric Package Unit | York |  | Ground | AC2 | 2011 | 12.5 |  | NEW
NOK9265627 | Gas Electric Package Unit | York | ZH078S1ON4EZZ40001B | Ground | AC 3 | 2011 | 6.5 |  | NEW
NOK9237673 | Gas Electric Package Unit | York | ZH090S1ON4EZZ40001B | Ground | AC 4 | 2011 | 7.5 |  | NEW
NOK9232937 | Gas Electric Package Unit | York | ZH150S1ON4EZZ40001B | Roof | AC 5 | 2011 | 12.5 |  | NEW
NOK9237672 | Gas Electric Package Unit | York | ZH090S1ON4EZZ40001B | Roof | AC 6 | 2011 | 7.5 |  | NEW
NOK9235629 | Gas Electric Package Unit | York | ZH078S1ON4EZZ40001B | Roof | AC 7 | 2011 | 6.5 |  | NEW
NOK9233058 | Gas Electric Package Unit | York | 2J048506T4EZZ10001B | Roof | AC 8 | 2011 | 4 |  | NEW
NOK9233056 | Gas Electric Package Unit | York | 2J048S06T4EZZ10001C | Roof | AC 9 | 2011 | 4 |  | NEW
NOK9217014 | Gas Electric Package Unit | York | 2J240S24P4EZZ10001B | Roof | AC 10 | 2011 | 20 |  | NEW
NOK9211001 | Gas Electric Package Unit | York | ZJ210S24P4EZZ10001B | Roof | AC 11 | 2011 | 17.5 |  | NEW
NOK9232935 | Gas Electric Package Unit | York | ZH150S15N4EZZ40001B | Roof | AC 12 | 2011 | 12.5 |  | NEW
NOK9233001 | Gas Electric Package Unit | York | 2H102S1ON4EZZ40001B | Roof | AC 13 | 2011 | 8.5 |  | NEW
NO19210350 | Gas Electric Package Unit | York | Z0210S24P4EZZ10001B | Roof | AC 14 | 2011 | 17.5 |  | NEW
NOK9233002 | Gas Electric Package Unit | York | 2H120S15N4EZZ40001B | Roof | AC 15 | 2011 | 10 |  | NEW
9000442T | Gas Electric Package Unit | York | ZH078S1ON4EZZ40001B | Roof | AC 16 | 2011 | 6.5 |  | NEW
NOK9235630 | Gas Electric Package Unit | York | ZH078S1ON4EZZ40001B | Roof | AC 17 | 2011 | 6.5 |  | NEW
NOK92330527 | Gas Electric Package Unit | York | 2J04856T4EZZ10001C | Roof | AC 18 | 2011 | 4 |  | NEW
NOK7390685 | Gas Electric Package Unit | York | D2NZ030N0364NX | Roof | AC 19 | 2011 | 2.5 |  | NEW
NOK7390682 | Gas Electric Package Unit | York | D2NZ030N0364NX | Roof | AC 20 | 2011 | 2.5 |  | NEW
| Gas Electric Package Unit | York | D1EZ024A06A | Roof, Landscape Bldg | AC21 | 2011 | 2 |  | NEW
| Split System (condenser/Fan Coil) | York | YZE04811C |  | HP 6 |  | 4 |  | GOOD
MSZA12NA | Split System (condenser/Fan Coil) | Mitsubitshi | MSZA12NA |  | HP 2 |  | 1 |  | GOOD
36362 | Split System (condenser/Fan Coil) | SANYO | 12H3672R |  | HP1 |  |  |  | GOOD
| Split System (condenser/Fan Coil) | York | YHJD2454151A |  | HP 5 |  | 2.5
E889307 | Hot water heater | Lochinvar | CWN0215 PM |  |  | 1988 |  |  | POOR
Exhaust Fans
air compressor/dryer

## East County Court House
Building | East County Court House |  |  |  |  | Year |  |  |  | Belt | Belt
Serial # | Type | Make | Model # | Location | Unit ID | Installed | Ton | HP | Condition | Qty | Type
AA07-017 | Chiller | Multi-Stack | MS300F2LW2H1-R134A | Equipment Yard |  | 2011 | 175 |  | Good
V110849002-01 | Cooling Tower | BAC | PT2_0709A-2J1 | Equipment Yard |  | 2011 |  |  | Good
11-2089337-1 | CHW Pump | Aurora | 382A-BF | Equipment Yard | #3 | 2011 |  | 15 | Good
11-2089337-2 | CHW Pump | Aurora | 382A-BF | Equipment Yard | #4 | 2011 |  | 15 | Good
M65036628-06-08-02 | CW Pump | Aurora | KVF254TTFNA16045AAL | Equipment Yard | #1 | 2011 |  | 15 | Good
M65036628-06-08-01 | CW Pump | Aurora | KVF254TTFNA16045AAL | Equipment Yard | #2 | 2011 |  | 15 | Good
20060107-0019 | Air compressor | Quincy | QC05012D00395 | Equipment Yard |  | 2009 |  |  | Good | 2 | BX58
604250143 | Heating Hot Water Boiler | Raypak | H8-0992A | Equipment Yard | 2 | 2010 |  |  | Good
604250142 | Heating Hot Water Boiler | Raypak | H8-0992A | Equipment Yard | 1 | 2010 |  |  | Good
1618589 | Heating Hot Water Pump | B&G | 2BC9-1/4-BF | Equipment Yard | P3B | 1995 |  |  | Fair
1618588 | Heating Hot Water Pump | B&G | 2BC9-1/4-BF | Equipment Yard | P3A | 1995 |  |  | Fair
0034-K-001 | Air Handler | LaSalle | HCH-36-OM | Roof | AH1 | 1995 |  | 20 | Fair | 2 | B118
0034-K-009 | Air Handler | LaSalle | HCFS-33-OM | Roof | RF1 | 1995 |  | 7.5 | Fair | 2 | B116
0034-K-002 | Air Handler | LaSalle | HCH-27-OM | Roof | AH2 | 1995 |  | 10 | Fair | 2 | B110
0034-K-010 | Air Handler | LaSalle | HCFS-22-OM | Roof | RF2 | 1995 |  | 7.5 | Fair | 2 | B105
0034-K-003 | Air Handler | LaSalle | HCH-36-OM | Roof | AH3 | 1995 |  | 15 | Fair | 2 | B118
0034-K-011 | Air Handler | LaSalle | HFCS-22-OM | Roof | RF3 | 1995 |  | 7.5 | Fair | 2 | B105
0034-K-004 | Air Handler | LaSalle | HCH-27-OM | Roof | AH4 | 1995 |  | 15 | Fair | 2 | B116
0034-K-012 | Air Handler | LaSalle | HFCS-22-OM | Roof | RF4 | 1995 |  | 7.5 | Fair | 2 | B116
0034-K-005 | Air Handler | LaSalle | HCH-22-OM | Roof | AH5 | 1995 |  | 10 | Fair | 2 | B114
0034-K-013 | Air Handler | LaSalle | HCFS-22-OM | Roof | RF5 | 1995 |  | 5.5 | Fair | 2 | B106
0034-K-006 | Air Handler | LaSalle | HCH-18-OM | Roof | AH6 | 1995 |  | 10 | Fair | 2 | B100
0034-K-014 | Air Handler | LaSalle | HCFS-18-0M | Roof | RF6 | 1995 |  | 5 | Fair | 2 | B88
0034-K-007 | Air Handler | LaSalle | HCH-27-OM | Roof | AH7 | 1995 |  | 15 | Fair | 2 | B116
0034-K-015 | Air Handler | LaSalle | HCFS-27-OM | Roof | RF7 | 1995 |  | 7.5 | Fair | 2 | B116
0034-K-008 | Air Handler | LaSalle | HCH-27-OM | Roof | AH8 | 1995 |  | 15 | Fair | 2 | B116
0034-K-016 | Air Handler | LaSalle | HCFS--27-OM | Roof | RF8 | 1995 |  | 7.5 | Fair | 2 | B116
84401845A | Split Sys (Condensing Unit/fan coil) | Mitsubishi | PUY-A-24NHA/PKA-A24FA | Roof/new server room |  | 2012 |  |  | Good
N/A | Split Sys (Condensing Unit/fan coil) | Carrier | N/A | Roof | AC1 | 2001 |  |  | Fair
1-02-C-2098-13 | Split Sys (Condensing Unit/fan coil) | Duratec | SHCO9DA0000A0A | Roof |  | 2008 |  |  | Good
4002Y00820 | Split Sys (Condensing Unit/fan coil) | Carrier | 28AN012310 | Roof |  | 2007 |  |  | Good
Fan Powered VAV Boxes, Quantity 121
| VFD | ABB | ACH550 | Yard | CT-1 | 2011 |  | 15
| VFD | ABB | ACH550 | Yard | CT-2 | 2011 |  | 15
| VFD | ABB | ACH550 | Yard | Pump | 2011
| VFD | ABB | ACH550 | Yard | Pump | 2011
| VFD | ABB | ACH550 | Roof | RF-3 | 2011
| VFD | ABB | ACH550 | Roof | RF-4 | 2011
| VFD | ABB | ACH550 | Roof | RF-7 | 2011
| VFD | ABB | ACH550 | Roof | SF-2 | 2011
| VFD | ABB | ACH550 | Roof | SF-5 | 2011
| VFD | ABB | ACH550 | Roof | SF-6 | 2011
| VFD | ABB | ACH550 | Roof | SF-7 | 2011
| VFD | ABB | ACH550 | Roof | SF-8 | 2011
| VFD |  |  | Roof | SF-1
| VFD |  |  | Roof | SF-3
| VFD |  |  | Roof | SF-4
| VFD | ABB |  | Roof | RF-1 | 2010
| VFD | ABB |  | Roof | RF-2 | 2009
| VFD | ABB |  | Roof | RF-5 | 2009
| VFD |  |  | Roof | RF-6
| VFD |  |  | Roof | RF-8

## Todd Road Jail
Building | Todd Road Jail |  |  |  |  | Year |  |  |  | Belt | Belt
Serial # | Type | Make | Model # | Location | Unit ID | Installed | Ton | HP | Condition | Qty | Type
AB0101F | Chiller | Multi-Stack | M330FC122W2H1R134A | Central Plant | 1 | 2012 | 325 |  | New
| Chiller | York | YT-H1-J3-E1-CNF | Central Plant | 2 | 1994 | 360 |  | Fair
3635821302 93 | Cooling Tower | Marley | QUAD IN FLOW 8510 | Yard | 1 | 2003 | 360 | 15 | Fair
36356-2201 93 | Cooling Tower | Marley | QUAD IN FLOW 8510 | Yard | 2 | 2003 | 360 | 15 | Fair
1730228 | CHW Pump | B&G | VSC | Central Plant | 5 | 2012 |  | 40 | Good
1730226 | CHW Pump | B&G | VSC | Central Plant | 6 | 2012 |  | 40 | Good
1775791 | CW Pump | B&G | VSC | Central Plant | 3 | 2012 |  | 20 | Good
2243072 | CW Pump | B&G | VSC | Central Plant | 4 | 2012 |  | 20 | Good
22971-01-01 | Roof Top Package Unit | Mammoth | G150 | Roof | HA1 | 1994 |  | 40 | Fair
22971-02-01 | Roof Top Package Unit | Mammoth | G150 | Roof | HB1 | 1994 |  | 40 | Fair
22971-03-01 | Roof Top Package Unit | Mammoth | G150 | Roof | HC1 | 1994 |  | 25 | Fair
22971-04-01 | Roof Top Package Unit | Mammoth | G150 | Roof | HD1 | 1994 |  | 40 | Fair
22971-05-01 | Roof Top Package Unit | Mammoth | G150 | Roof | HE1 | 1994 |  | 40 | Fair
22971-06-01 | Roof Top Package Unit | Mammoth | Cooling Only | Roof | AA1 | 1994 |  | 30 | Good
| Roof Top Package Unit | Mammoth | Cooling Only | Roof | AB2 | 1994 |  | 10 | Good
| Roof Top Package Unit | Mammoth | Cooling Only | Roof | AC1 | 1994 |  | 25 | Good
| Evaportive Cooler | Mammoth | Constant volume - 100% OAwHT | Roof | CSI | 1994 |  | 40 | Poor
| Evaportive Cooler | Mammoth | Constant volume - 100% OAwHT | Roof | CS2 | 1994 |  | 25 | Poor
0830M002242 | Domestic Water Heater |  | BTH500A100 | Central Services |  | 2008 |  | 500 bth | Good
0830M002243 | Domestic Water Heater |  | BTH500A100 | Central Services |  | 2008 |  | 500 bth | Good
0830M001273 | Domestic Water Heater |  | BTH500A100 | Central Services |  | 2008 |  | 500 bth | Good
0830M001803 | Domestic Water Heater |  | BTH500A100 | Central Services |  | 2008 |  | 500 bth | Good
083M002244 | Domestic Water Heater |  | BTH500A100 | Central Services |  | 2008 |  | 500 bth | Good
083M00194 | Domestic Water Heater |  | BTH500A100 | Central Services |  | 2008 |  | 500 bth | Good
612259366 | Boiler | Ray Pak |  |  | AB1 | 2010 |  | 999btu | Good
612259367 | Boiler | Ray Pak | H7-1003 |  | AB2 | 2011 |  | 999btu | Good
| Steam Boiler | Fulton | FBA10 | Central Services | CSI |  |  |  | Good
| Steam Boiler | Fulton | FBA10 | Central Services | CS2 |  |  |  | Good
| Steam Boiler | Fulton | FBA10 | Central Services | CS3 |  |  |  | Good
| Steam Boiler | Fulton | FBA10 | Central Services | CS4 |  |  |  | Good
| Steam Boiler | Fulton | FBA10 | Central Services | CS5 |  |  |  | Good
| Steam Boiler | Fulton | FBA10 | Central Services | CS6 |  |  |  | Good
| Steam Boiler | Fulton | FBA10 | Central Services | CS7 |  |  |  | Good
| Steam Boiler | Fulton | FBA10 | Central Services | CS8 |  |  |  | Good
| Domestic Water Heater | Lochinvar | PFW-500 |  | HA1 | 2003 |  |  | Good
E934722 | Domestic Water Heater | Lochinvar | PFW-500 |  | HB1 | 2003 |  |  | Good
E934721 | Domestic Water Heater | Lochinvar | PFW-500 |  | HD1 | 2003 |  |  | Good
D934500 | Domestic Water Heater | Lochinvar | PFW-500 |  | HE1 | 2003 |  |  | Good
D934498 | Domestic Water Heater | Lochinvar | PFN-500 |  | AB1 | 2003 |  |  | Good
D934499 | Domestic Water Heater | Lochinvar | CRN-125-075-DF9 |  | CP1 | 2003 |  |  | Good
JF 0325210 | Domestic Water Heater Pump | Grundfos | UP43-75BF |  | HA1 | 2003 |  |  | Good
9619 | Domestic Water Heater Pump | Grundfos | UP43-75BF |  | HB1 | 2003 |  |  | Good
9247 | Domestic Water Heater Pump | Grundfos | UP43-75BF |  | HD1 | 2003 |  |  | Good
9445 | Domestic Water Heater Pump | Grundfos | UP43-75BF |  | HE1 | 2003 |  |  | Good
9443 | Domestic Water Heater Pump | Grundfos | UP43-75BF |  | AB3 | 2003 |  |  | Good
9510 | Domestic Water Heater Pump | Grundfos | UP43-75BF |  | AB4 | 2003 |  |  | Good
9247 | Boiler Feed Pump | Grundfos | CR-2 |  | CS3 |  |  |  | Fair
NA | Boiler Feed Pump | Grundfos | CR-2 |  | CS4 |  |  |  | Fair
NA | Computer Room Unit | Liebert | AC MMC-024A | CP Telephone Room | CP1 | 1994 |  |  | Fair
322N78338 | Computer Room Unit | Liebert | PFH027APL3 | CP Telephone Room | CP2 | 2011 |  |  | Fair
89714 | Mini Split sytsem (Condensing Unit w/ fan coil) | Sanyo | AC K9011 | Outdoor (fan coil in control room ceiling) | AA2 | 1994 |  |  | Fair
90614 | Mini Split sytsem (Condensing Unit w/ fan coil) | Sanyo | AC K9011 | Outdoor (fan coil in control room ceiling) | AA1 | 1994 |  |  | Fair
EGBM274317 | Mini Split sytsem (Condensing Unit w/ fan coil) | York | HP E1FBO1206 | Outdoor (fan coil in control room ceiling) | HA1 | 1994 |  |  | Fair
EFBM221811 | Mini Split sytsem (Condensing Unit w/ fan coil) | York | HP E1FBO1206 | Outdoor (fan coil in control room ceiling) | HB1 | 1994 |  |  | Fair
EFBM202226 | Mini Split sytsem (Condensing Unit w/ fan coil) | York | HP E1FBO1206 | Outdoor (fan coil in control room ceiling) | HD1 | 1994 |  |  | Fair
EGBM274316 | Mini Split sytsem (Condensing Unit w/ fan coil) | York | HP E1FBO1206 | Outdoor (fan coil in control room ceiling) | HE1 | 1994 |  |  | Fair
EFBM221825 | Mini Split sytsem (Condensing Unit w/ fan coil) | York | HP E1FBO1206 | Outdoor (fan coil in control room ceiling) | HC1 | 1994 |  |  | Fair
EFBM221797 | Mini Split sytsem (Condensing Unit w/ fan coil) | York | HPE1FB01206 | Outdoor (fan coil in control room ceiling) | AA3 | 1994 |  |  | Fair
| Variable Air Volume Box | Carnes | RSLAH |  |  | 2003 |  |  | Good
| Variable Air Volume Box | Carnes | SPHB |  |  | 2003 |  |  | Good
| Variable Air Volume Box | Carnes | CRMB |  |  | 2003 |  |  | Good
| Variable Air Volume Box | Carnes | RESAH |  |  | 2003 |  |  | Good
| Variable Air Volume Box | Carnes | FFAA |  |  | 2003 |  |  | Good
| Variable Air Volume Box | Carnes | FFJPA |  |  | 2003 |  |  | Good
| Variable Air Volume Box | Carnes | 1320-R |  |  | 2003 |  |  | Good
| Variable Air Volume Box | Carnes | 1330 |  |  | 2003 |  |  | Good
| Variable Air Volume Box | Krueger | WF-WC-11 |  |  | 2003 |  |  | Good
| Variable Air Volume Box | Krueger | CVF-WC-11 |  |  | 2003 |  |  | Good
| Air Terminal Units | Enviro-Tec | MME-024 |  |  | 2003 |  |  | Good
| Air Terminal Units | Enviro-Tec | MOD F |  |  | 2003 |  |  | Good
| Refrigeration unit | Copeland | ERC1-0200-TAD | Kitchen | A | 1994 |  |  | Fair
| Refrigeration unit | Copeland | ERC1-0200-TAD | Kitchen | B | 1994 |  |  | Fair
| Refrigeration unit | Copeland | ERF1-0310-TAD | Kitchen | C | 1994 |  |  | Fair
| Refrigeration unit | Copeland | LAHA-0310-TAD | Kitchen | E | 1994 |  |  | Fair
| Refrigeration unit | Copeland | LAHA-0310-TAD | Kitchen | F | 1994 |  |  | Fair
| Refrigeration unit | Heatcraft | MOZ060L63CF | Kitchen | 2 | 1994 |  |  | Fair
| Refrigeration unit | Copeland | 2DF3-0300-TFC | Kitchen | 3 | 1994 |  |  | Fair
| EXHAUST FANS |  |  | Housing |  | 1994 |  |  | Fair
| EXHAUST FANS |  |  | Housing |  | 1994 |  |  | Fair
| EXHAUST FANS |  |  | Housing |  | 1994 |  |  | Fair
| EXHAUST FANS |  |  | Housing |  | 1994 |  |  | Fair
| EXHAUST FANS |  |  | Housing |  | 1994 |  |  | Fair
| EXHAUST FANS |  |  | Muster |  | 1994 |  |  | Fair
| EXHAUST FANS |  |  | Admin |  | 1994 |  |  | Fair
| EXHAUST FANS |  |  | Chiller Room |  | 1994 |  |  | Fair
| EXHAUST FANS |  |  | Kitchen |  | 2013 |  |  | New
| EXHAUST FANS |  |  | Vocational |  | 1994 |  |  | Fair
| EXHAUST FANS |  |  | Intake |  | 1994 |  |  | Fair
| AIR COMPRESSORS (1) |  |  | Central Plant |  | 1994 |  |  | Fair
2998X55926 | Condensing Units/Fan Coils | Carrier | 380B0B00311 | Central Services Yard | CU1 | 1994 |  |  | Fair
2998X55920 | Condensing Units/Fan Coils | Carrier | 380B0B00311 | Central Services Yard | CU2 | 1994 |  |  | Fair
2399X70793 | Condensing Units/Fan Coils | Carrier | 38QR048C611 | Central Services Yard | CU3 | 1994 |  |  | Fair
2199X70799 | Condensing Units/Fan Coils | Carrier | 38QR048C611 | Central Services Yard | CU4 | 1994 |  |  | Fair
2199X70801 | Condensing Units/Fan Coils | Carrier | 38QR048C611 | Central Services Yard | CU5 | 1994 |  |  | Fair
2898X51107 | Condensing Units/Fan Coils | Carrier | 38QR060C611 | Central Services Yard | CU6 | 1994 |  |  | Fair
2898X35106 | Condensing Units/Fan Coils | Carrier | 38QR060C611 | Central Services Yard | CU7 | 1994 |  |  | Fair
1198G00061 | Condensing Units/Fan Coils | Carrier | 38AQS008-601 | Central Services Yard | CU8 | 1994 |  |  | Fair
Note on D18: youngp: Really??

## Work Furlough, Eubanks
Building | Work Furlough, Eubanks |  |  |  |  | Year |  |  |  | Belt | Belt
Serial # | Type | Make | Model # | Location | Unit ID | Installed | Ton | HP | Condition | Qty | Type
1987C94075 | Gas Electric Unit | Carrier | 585HP048080 | Roof |  |  |  | 60000 btu | Fair
4786099382 | Gas Electric Unit | Carrier | 585JP042060 | Roof |  |  |  | 45000 btu | Fair
C987C94060 | Gas Electric Unit | Carrier | 585HP048080 | Roof |  |  |  | 60000 btu | Fair
3199G11330 | Gas Electric Unit | Carrier | 48GX048115301 | Roof |  |  |  | 1PH230 | Fair
| Heating Hot Water Boiler | Raypak | H3-0992A
| Heating Hot Water Pump | Taco | 1612C361575 |  |  | 05/10 |  | 0.5 | Good
602246703 | Domestic Hot Water Boiler | Raypak | H3-0652A |  |  |  |  | 545000 btu | Good
| Domestic Hot Water Pump | Bell & Gosset | 185333LF |  |  |  |  | 0.5 | Good
58970 | Exhaust Fan | Heavy Duty | Davidson, Size 28 | Roof |  | Old |  | 0.33333 |  | 1 | AX38
58969 | Exhaust Fan | Heavy Duty | Davidson, Size 31 | Roof |  | Old |  | 0.5 |  | 1 | 4L480
58968 | Exhaust Fan | Heavy Duty | Davidson, Size 31 | Roof |  | Old |  | 0.5 |  | 1 | AX46
58971 | Exhaust Fan | Heavy Duty | Davidson, Size 28 | Roof |  | Old |  | 0.5 |  | 1 | AX38
58972 | Exhaust Fan | Heavy Duty | Davidson, Size 28 | Roof |  | Old |  | 0.5 |  | 1 | AX38
58967 | Exhaust Fan | Heavy Duty | Davidson, Size 31 | Roof |  | Old |  | 0.75 |  | 1

## Work Furlough, Skyway
Building | Work Furlough, Skyway |  |  |  |  | Year |  |  | Belts
Serial # | Type | Make | Model # | Location | Unit ID | Installed | Ton | Amp | Lbs | Refrig | Condition
X094170428 | Gas Electric Package Unit | Arodar | R2A336GKC1 | Roof | 1 | Newer | 14.4 | 208/230 | 5.35 | R-22 | Good
1801E06482 | Gas Electric Package Unit | Bryant | 561CJ042A | Roof | 2 | old | 20.5 | 208/230 | 5 | R-22 | Fair
1801E09048 | Gas Electric Package Unit | Bryant | 561CJ036E | Roof | 3 | old | 16 | 208/230 | 4.6 | R-22 | Fair
E092410345 | Gas Electric Package Unit | Arcoaire | N2A342AKA300 | Roof | 4 | Newer | 19.2 | 208/230 | 6.84 | R-22 | Good
5187E30121 | Gas Electric Package Unit | Lennox | H518-411-8P | Roof | 5 | 1987 | 16.8 | 208/230 | 4 | R-22 | Fair
5187026979 | Gas Electric Package Unit | Lennox | H518-461-4P | Roof | 6 | 1987 | 21.2 | 208/230 | 5 | R-22 | Fair
7655N410701840 | Gas Electric Package Unit | Thermal Zone | TZAA-336-2A | Roof | 7 | 2007 | 14.4 | 208/230 | 108 oz | R-22 | Good
5807C29243 | Gas Electric Package Unit | Lennox | 13ACD-048-230-02 | Roof | 8 | Newer | 19.2 | 208/230 | 12 lbs | HCFC-22 | Good
S05A887023 | Heat Pump w/condensing unit) | Co./Carrier | 25HXO240/25HNA924A0032030 | Ground | 9 | 2011 | 2 | 208/230 | 15.77 | R410A | Good

## Service Building
Building | Service Building |  |  |  |  | Year |  |  |  | Belt | Belt
Serial # | Type | Make | Model # | Location | Unit ID | Installed | Ton | HP | Condition | Qty | Type
9324-0806-01 | Mulitzone | Seasons 4 | 6MJI28-0494-TNG.0-16SE | Roof, 911 | RTU-1 | 2006 | 47 | 10 & 15 | Fair
9324-0806-02 | Mulitzone | Seasons 4 | 6MJF28-0282-TN3.5-10SE | Roof, Graphics | RTU-2 | 2006 | 27 | 10 & 3 | Fair
N1F2892680 | Gas Electric Package Unit | York | ZJ090S15N4UZZ50001A | Roof, Environmental Lab | RTU-3 | 2012 |  |  | Fair | 2 | AX61
W1E2821590 | Heat Pump Package Unit | York | B1HX024A06B | Doug, Jill, Noemi | ACU-1 | 2012 |  |  | Good | DD
W1F2885548 | Gas Electric Package Unit | York | D1NQ042N06525b | Roof, GSA Training Rm. | ACU-2 | 2012 |  |  | Good | 1 | AX39
W1E2789668 | Heat Pump Package Unit | York | B1HX036A25B | Roof, Landscape | ACU-3 | 2012 |  |  | Good
W1E2839946 | Heat Pump Package Unit | York | B1HX02406B | Roof, Fleet | ACU-4 | 2012 |  |  | Good
(S)N1C1866778 | Heat Pump Package Unit | York | B1HX036A06A | Roof, Maintenance Dispatch | ACU-5 | 2012 |  |  | Good
W1C2663348 | Gas Electric Package Unit | York | D2NX024N03606NXB | Roof, Central Storage | ACU-6 | 2012 |  |  | Good
1391G67528 | Heat Pump Package Unit | Carrier | 50QJ008610 | 2nd Stage Micro | ACU-10 | 1991 |  |  | Good |  | AX48
1291G65254 | Heat Pump Package Unit | Carrier | 50QJ012610 | Not In Use | ACU-11 | 1991
MC900034596910 | Hot Water Heater | A.O Smith | ELSF-15910 | Paint Shop
BTH250970 | Hot Water Heater |  | MO5M008328/ | Custodial Shop
GELN040V35757 | Hot Water Heater |  | SG40T12AVG00 | Storage Room
RH12106118889 | Hot Water Heater |  | 81VP65 | Fleet
9345FXH9H | Heat Pump Package Unit | Trane | 4YCZ6060A3120AB | 1st stage micro | ACU-12 | 2009 |  |  | Fair | DD
0202G20558 | Gas Electric Package Unit | Carrier | 48GXN024040301 | Roof, Projects, Interiors | ACU-7 | 2002 |  |  | Fair | DD
| Exhaust Fan | Penn |  | Roof, Restroom | EF-1 |  |  |  | Fair | 1 | 3L310
| Exhaust Fan | Cook |  | Roof, Graphics | EF-2 |  |  |  | Fair | DD
| Exhaust Fan | Penn |  | Roof, Graphics | EF-2A |  |  |  | Fair | 1 | 4L220
| Exhaust Fan | Penn |  | Roof, Print Shop | EF-3 |  |  |  | Fair | DD
| Exhaust Fan | Penn |  | Roof Warehouse | EF-4 |  |  |  | Fair | 1 | A36
| Exhaust Fan | Penn |  | Roof Warehouse | EF-5 |  |  |  | Fair | 1 | A36
| Exhaust Fan | Penn |  | Roof Warehouse | EF-6 |  |  |  | Fair | 1 | A36
| Exhaust Fan | Penn |  | Roof, Custodial | EF-7 |  |  |  | Fair | 1 | 3L280
| Exhaust Fan | Penn |  |  | EF-8 |  |  |  | Fair | 1 | 4L220
| Exhaust Fan | Penn |  | Roof, Electronic Shop | EF-9A |  |  |  | Fair | 1 | 4L220
| Exhaust Fan | Penn |  | Roof, Plumbing Shop | EF-10 |  |  |  | Fair |  | 4L200
| Exhaust Fan | Penn |  | Roof, Electrical | EF-11 |  |  |  | Fair |  | 2L210
| Exhaust Fan | Penn |  | Roof, Electrical | EF-12 |  |  |  | Fair |  | 37280
| Exhaust Fan | Penn |  | Roof WRR | EF-13 |  |  |  | Fair |  | DD
| Exhaust Fan | Penn |  | Roof, Carpenter Shop | EF-14 |  |  |  | Fair |  | 4L320
| Exhaust Fan | Penn |  | Roof, Carpenter Shop | EF-15 |  |  |  | Fair |  | 4L320
| Exhaust Fan | Penn |  | Roof Warehouse | EF-16 |  |  |  | Fair |  | 4L380
| Exhaust Fan | Penn |  | Roof Warehouse | EF-17 |  |  |  | Fair |  | 4L380
| Exhaust Fan | Penn |  | Roof Warehouse | EF-18 |  |  |  | Fair |  | 4L380
| Exhaust Fan | Penn |  | Roof, Enviromental Lab | EF-19 |  |  |  | Fair |  | 4L380
| Exhaust Fan | Penn |  | Roof, Landscape | EF-20 |  |  |  | Fair |  | 3L250
| Exhaust Fan | Penn |  | Room, Pesticide | EF-21 |  |  |  | Fair |  | 4L270
| Exhaust Fan | Penn |  | Roof, Storage | EF23 |  |  |  | Fair |  | A36
| Exhaust Fan | Penn |  | Roof, Landscape | EF24 |  |  |  | Fair |  | 3L180
| Exhaust Fan | Penn |  | Roof, Plumbing Shop | EF25 |  |  |  | Fair |  | 3L280
| Exhaust Fan | Penn |  | Roof, Gas Storage | EF26 |  |  |  | Fair |  | 4L210
| Exhaust Fan | Penn |  | Roof, Conference Room | EF27 |  |  |  | Fair |  | 4L220
| Exhaust Fan | Penn |  | Roof, Landscape | EF28 |  |  |  | Fair |  | 4L270
| Exhaust Fan | Cook |  | Roof, Spray booth | EF29 |  |  |  | Fair | 2 | 5L780
| Exhaust Fan | Dayton | 2C7984A |  | EF1RT |  |  |  | Fair |  | 4L440
| Exhaust Fan | Dayton | 2C7984A |  | EF2LT |  |  |  | Fair |  | 4L440
4XU00641A | Condensing Unit | Mitsubishi | PU18EK1 | Server Room |  | 2004 |  | 1.5 | Fair
46A00235C | Indoor Unit | Mitsubishi | PK18FK3 | Server Room |  | 2004 |  | 1.5 | Fair
C07G010226 | Indoor Unit | Liebert | VH075A-AA000290 | 911 Server Room |  | 2007 | 6 | 2 | Fair | 2 | BX-48
732C02213 | Condenser | Liebert | DCDF104-P55910 | Roof |  | 2007 | 6 |  | Fair

## Vanguard Building
Building | Vanguard |  |  |  |  | Year |  |  |  | Belt | Belt
Serial # | Type | Make | Model # | Location | Unit ID | Installed | Ton | HP | Condition | Qty | Type
A9989-0308-01 | Roof Top VAV Package Unit | Seasons 4 | 6SJ125-0664 24 SE | Roof 2nd Flr | A/C 1 | 2008 | 60 |  | Good | 4 | Bx-85
170605-010-007 | Return Air Fan | Howden Buffalo | 25-14-1800 | Ceiling 2nd Flr | RAF-A | 2008 |  | 5 |  |  | Direct Drive
170605-010-008 | Return Air Fan | Howden Buffalo | 25-14-1800 | Ceiling 2nd Flr | RAF-B | 2008 |  | 5 |  |  | Direct Drive
A9989-0308-02 | Roof Top VAV Package Unit | Seasons 4 | 6SJ 125-0514 20 SE | Roof 1st Flr | A/C 2 | 2008 | 50 |  | Good | 4 | Bx-80
170605-010-002 | Return Air Fan | Howden Buffalo | 25-14-1800 | Ceiling 2nd Flr | RAF-A | 2008 |  | 5 |  |  | Direct Drive
170605-010003 | Return Air Fan | Howden Buffalo | 25-14-1800 | Ceiling 2nd Flr | RAF-B | 2008 |  | 5 |  |  | Direct Drive
A9989-0308-03 | Roof Top VAV Package Unit | Seasons 4 | 6SJ 125-0664 24 SE | Roof 2nd Flr | A/C 3 | 2008 | 60 |  | Good | 4 | Bx-85
170605-010-001 | Return Air Fan | Howden Buffalo | 25-14-1800 | Ceiling 2nd Flr | RAF-A | 2008 |  | 5 |  |  | Direct Drive
170605-010-006 | Return Air Fan | Howden Buffalo | 25-14-1800 | Ceiling 2nd Flr | RAF-B | 2008 |  | 5 |  |  | Direct Drive
A9989-0308-04 | Roof Top VAV Package Unit | Seasons 4 | 6SJ 125-0514 20 SE | Roof 1st Flr | A/C 4 | 2008 | 50 |  | Good | 4 | Bx-80
170605-010-004 | Return Air Fan | Howden Buffalo | 25-14-1800 | Ceiling 1st Flr | RAF-A | 2008 |  | 5 |  |  | Direct Drive
170605-010-005 | Return Air Fan | Howden Buffalo | 25-14-1800 | Ceiling 1st Flr | RAF-B | 2008 |  | 5 |  |  | Direct Drive
0605251102 | Heating Hot Water Boiler | Ray Pac | H8-0992 A |  | 1 | 2006 |  | mawp 160 | Fair
0605251103 | Heating Hot Water Boiler | Ray Pac | H8-0992 A |  | 2 | 2006 |  | mawp 160 | Fair
187035C60 | Heating Hot Water Pump | Bell & Gossett | 1531BF8.75 |  | 1 | 1998 ? |  | 5 | Fair
2309E24037 | Split System (Condensing Unit/fan coil) | Carrier | 24ANA136A310 | Roof |  | 2011 |  | 208/230, 30 amp |  |  | 50 amp fuses
0008861 | Split System (Condensing Unit/fan coil) | Sanyo | CL1872 | Roof |  | 2008 |  | 230 V, 20 amp
S207537-00 | Bathroom Exhaust | Loren Cook | 120V2B-UL |  | EF-4 | motor 2008 |  |  | Fair | 1/6 | 4L230
1385C89116-01/0025009 | Bathroom Exhaust | Loren Cook | 70ACEH 70C15DH |  | EF-5 | 2012 |  | 120 V/.05 HP | Good | very small | Direct Drive

## 669 County Square Drive
Building | 669 CSD |  |  |  |  | Year |  |  |  | Belt | Belt
Serial # | Type | Make | Model # | Location | Unit ID | Installed | Ton | HP | Condition | Qty | Type
552101913L | Gas Electric Package Unit | Trane | WSC060A4R0A1X0200000006C0A |  | A/C-1 | 2005 | 5 | 1 | R | 1 | AX26
552101317L | Gas Electric Package Unit | Trane | WSC090A4R0A200000000002C0C |  | A/C-2 | 2005 | 7.5 | 1 | R | 1 | AX32
552101966L | Gas Electric Package Unit | Trane | WSC090A4R0A210000000002C0C |  | A/C-3 | 2005 | 7.5 | 1 | R | 1 | AX32
552101977L | Gas Electric Package Unit | Trane | WSC060A4R0A1X0200000006C0A |  | A/C-4 | 2005 | 5 | 1 | R | 1 | AX26
552101772L | Gas Electric Package Unit | Trane | WSC090A4R0A210000000002C0C |  | A/C-5 | 2005 | 7.5 | 1 | R | 1 | AX32
552101706L | Gas Electric Package Unit | Trane | WSC090A4R0A2100000000002C0C |  | A/C-6 | 2005 | 7.5 | 1 | R | 1 | AX32
552101942L | Gas Electric Package Unit | Trane | WSC120A4R0A1W0000000002C0D |  | A/C-7 | 2005 | 10 | 2 | M | 1 | AX35
552101383L | Gas Electric Package Unit | Trane | WSC090A4R0A210000000002C0C |  | A/C 8 | 2005 | 7.5 | 1 | R | 1 | AX32
552102030L | Gas Electric Package Unit | Trane | WSC090AR4R0A21000000002C0C |  | A/C 9 | 2005 | 7.5 | 1 | R | 1 | AX32
552101812L | Gas Electric Package Unit | Trane | WSC120A4R0A1W0000000002C0D |  | A/C 10 | 2005 | 10 | 2 | R | 1 | AX35
552101878L | Gas Electric Package Unit | Trane | WSC120A4R0A1W0000000002C0D |  | A/C 11 | 2005 | 10 | 2 | R | 1 | AX35
552102006L | Gas Electric Package Unit | Trane | WSC120A4R0A1W0000000002C0D |  | A/C-12 | 2005 | 10 | 2 | R | 1 | AX35
552101902L | Gas Electric Package Unit | Trane | WSC090A4R0A210000000002C0C |  | A/C-13 | 2005 | 7.5 | 1 | R | 1 | AX32
553100374L | Gas Electric Package Unit | Trane | WSC090A4R0A210000000002C0C |  | A/C-14 | 2005 | 7.5 | 1 | R | 1 | AX32
5345N3K2H | Gas Electric Package Unit | Trane | WCC024F100BH |  | A/C-15 | 2005 | 2 | 0.25 | R | 1 | 0
0606X60845 | Condensing unit | Carrier | 38HDF018-301 |  | CU #1 | 2006 | 1.5 | 0.125 |  |  | 0
1106Y41893 | Fan Coil | Carrier | 40QNC01824-3 | 1ST ER | FC1 | 2006/2007 |  |  | Good
90000898T | Condensing unit | Mitsubishi | MUY-GA 24NA |  | CU #2 | 2005 | 2 |  | R |  | 0
9001711-T | Fan Coil | Mitsubishi | MSY-GA24NA | 2ND ER | FC2 |  |  |  | Good
9000644T | Condensing unit | Mitsubishi | MUY-GE18NA |  | CU #3 |  | 1.5 |  | R |  | 0
9001424T | Fan Coil |  | MSY-GE18NA | 2ND RBC | FC3
63521 | Exhaust Fan | Greenheck | GB 187XQD |  | E/F #1 | 1982 |  | 0.75 | R (not in use) |  | 4L300
58126 | Exhaust Fan | Greenheck | GB 104XQD |  | E/F #2 | 1981 |  | 0.25 | R (not in use) |  | 3L200
117362300904 | Exhaust Fan | Greenheck | GB 0814X00R3
RH0F0328305 | Water Heater | Rheem | 81VP10S | [5 empty] | Good
RH1207250519 | Water Heater | Rheem | 82V40-2 | [5 empty] | Good

## 646 County Square Drive
Building | 646 CSD |  |  |  |  | Year |  |  |  | Belt | Belt
Serial # | Type | Make | Model # | Location | Unit ID | Installed | Ton | HP | Condition | Qty | Type
436102492L | Heat Pump Roof Top Unit | Trane | AC #1 WSC036A3R0A1CG202000002COA | Roof | #1 | 2009 | 3
| Heat Pump Roof Top Unit |  |  | Roof
| Heat Pump Roof Top Unit |  |  | Roof
| Heat Pump Roof Top Unit | CARRIER | N/A | Roof | # 1 | [5 empty] | 2006
| Heat Pump Roof Top Unit |  |  | Roof
438100627L | Heat Pump Roof Top Unit | Trane | WSC060A4R0A1BG202000006COA | Roof | #2 |  | 3 |  | Fair
436102429L | Heat Pump Roof Top Unit | Trane | WSC090A4R0A1GG102000002COC | Roof | #3 | 2009 | 5 |  | Fair
438100665L | Heat Pump Roof Top Unit | Trane | WSC090A4R0A1GG102000002COC | Roof | #4 | 2009 | 7.5 |  | Fair
436102239L | Heat Pump Roof Top Unit | Trane | WSC120A4R0A10G1020000026COD | Roof | #5 | 2009 | 7.5 |  | Fair
438100431L | Heat Pump Roof Top Unit | Trane | WSC060A4R0A1BG202000006COA | Roof | #6 | 2009 | 5 |  | Fair
438100617L | Heat Pump Roof Top Unit | Trane | WSC036A3R0A1GCG202000002C0C | Roof | #7 | 2009 | 7.5 |  | Fair
436102204L | Heat Pump Roof Top Unit | Trane | WSC036A3R0A1GCG202000002C0A | Roof | #8 | 2009 | 3 |  | Fair
436102371L | Heat Pump Roof Top Unit | Trane | WSC036A3R0A1GCG202000002C0C | Roof | #9 | 2009 | 7.5 |  | Fair
43612297L | Heat Pump Roof Top Unit | Trane | WSC120A4R0A10G1020000026COD | Roof | #10 | 2009 | 10 |  | Fair
436102434L | Heat Pump Roof Top Unit | Trane | WSC036A3R0A1GCG202000002C0A | Roof | #11 | 2009 | 3 |  | Fair
438100421L | Heat Pump Roof Top Unit | Trane | WSC090A4R0A1GG102000002COC | Roof | #12 | 2009 | 7.5 |  | Fair
438100533L | Heat Pump Roof Top Unit | Trane | WSC036A3R0A1GCG202000002C0A | Roof | #13 | 2009 | 3 |  | Fair
438100455L | Heat Pump Roof Top Unit | Trane | WSC120A4R0A10G1020000026COD | Roof | #14 | 2009 | 10 |  | Fair
438100675L | Heat Pump Roof Top Unit | Trane | WSC060A4R0A1BG202000006COA | Roof | #15 | 2009 | 5 |  | Fair
436102313L | Heat Pump Roof Top Unit | Trane | WSC090A4R0A1GG102000002COC | Roof | #16 | 2009 | 7.5 |  | Fair
436102376L | Heat Pump Roof Top Unit | Trane | WSC036A3R0A1GCG202000002C0A | Roof | #17 | 2009 | 3 |  | Fair
| Exhaust Fan | Exit Aire | CX 85 | Roof |  |  |  |  | Fair |  | FHP 9l260
| Exhaust Fan | Exit Aire | CX1218 | Roof |  |  |  |  | Fair |  | 42240
| Exhaust Fan | Loren Cook | 80 ACE | Roof |  |  |  |  | Fair

## 2220 Gonzales Road
Building | 2220 Gonzales |  |  |  |  | Year | [5 empty] | Belt | Belt
Serial # | Type | Make | Model # | Location | Unit ID | Installed | Ton | HP | Condition | Configuration | Voltage | Qty | Type
1400G20764 | Gas Electric Package Unit | Carrier | 48TJD007---621-- | Roof | AC-1 |  | 6 ton |  | FAIR | Downshot | 460 - 3 ph
3800G30045 | Gas Electric Package Unit | Carrier | 48TFD008---601GA | Roof | AC-2 |  | 7-1/2 ton |  | FAIR | Downshot | 460 - 3 ph
1400G20765 | Gas Electric Package Unit | Carrier | 48TJD007---621-- | Roof | AC-3 |  | 6 ton |  | FAIR | Downshot | 460 - 3 ph
3500G34406 | Gas Electric Package Unit | Carrier | 48TJD009---621-- | Roof | AC-4 |  | 8-1/2 ton |  | FAIR | Downshot | 460 - 3 ph
1301G10082 | Gas Electric Package Unit | Carrier | 48GXN030040301 | Roof | AC-5 |  | 2-1/2 ton |  | GOOD | Downshot | 208/230 - 3 ph
4600G20274 | Gas Electric Package Unit | Carrier | 48TFE004---601GA | Roof | AC-6 |  | 3 ton |  | FAIR | Downshot | 460 - 3 ph
2400G20826 | Gas Electric Package Unit | Carrier | 48TJD005---611GA | Roof | AC-7 |  | 4 ton |  | FAIR | Downshot | 460 - 3 ph
3700G34446 | Gas Electric Package Unit | Carrier | 48TFD008---601GA | Roof | AC-8 |  | 7-1/2 ton |  | FAIR | Downshot | 460 - 3 ph
1400G20763 | Gas Electric Package Unit | Carrier | 48TJD007---621-- | Roof | AC-9 |  | 6 ton |  | FAIR | Downshot | 460 - 3 ph
4600G20276 | Gas Electric Package Unit | Carrier | 48TFE004---601GA | Roof | AC-10 |  | 3 ton |  | FAIR | Downshot | 460 - 3 ph
3700G34440 | Gas Electric Package Unit | Carrier | 48TFD008---601GA | Roof | AC-11 |  | 7-1/2 ton |  | FAIR | Downshot | 460 - 3 ph
4500G24395 | Gas Electric Package Unit | Carrier | 48TFE004---601GA | Roof | AC-12 |  | 3 ton |  | FAIR | Downshot | 460 - 3 ph
2300G24171 | Gas Electric Package Unit | Carrier | 48TJD007---621-- | Roof | AC-13 |  | 6 ton |  | FAIR | Downshot | 460 - 3 ph
1400G20761 | Gas Electric Package Unit | Carrier | 48TJD007---621-- | Roof | AC-14 |  | 6 ton |  | FAIR | Downshot | 460 - 3 ph
1900G24328 | Gas Electric Package Unit | Carrier | 48TJD006---611GA | Roof | AC-15 |  | 5 ton |  | FAIR | Downshot | 460 - 3 ph
2000G24163 | Gas Electric Package Unit | Carrier | 48TJD007---621-- | Roof | AC-16 |  | 6 ton |  | FAIR | Downshot | 460 - 3 ph
3600G30051 | Gas Electric Package Unit | Carrier | 48TFD008---601GA | Roof | AC-17 |  | 7-1/2 ton |  | FAIR | Downshot | 460 - 3 ph
3100G30252 | Gas Electric Package Unit | Carrier | 48TJD009---621-- | Roof | AC-18 |  | 8-1/2 ton |  | FAIR | Downshot | 460 - 3 ph
1900G24327 | Gas Electric Package Unit | Carrier | 48TJD006---611GA | Roof | AC-19 |  | 5 ton |  | FAIR | Downshot | 460 - 3 ph
2300G24459 | Gas Electric Package Unit | Carrier | 48TJD005---611GA | Roof | AC-20 |  | 4 ton |  | FAIR | Downshot | 460 - 3 ph
4600G20269 | Gas Electric Package Unit | Carrier | 48TFE004---601GA | Roof | AC-21 |  | 3 ton |  | FAIR | Downshot | 460 - 3 ph
1202G30934 | Gas Electric Package Unit | Carrier | 48GXN024040301 | Roof | AC-22 |  | 2 ton |  | GOOD | Downshot | 208/230 - 1 ph
1500G20687 | Gas Electric Package Unit | Carrier | 48TJD006---611GA | Roof | AC-23 |  | 5 ton |  | FAIR | Downshot | 460 - 3 ph
2000G24153 | Gas Electric Package Unit | Carrier | 48TJD007---621-- | Roof | AC-24 |  | 6 ton |  | FAIR | Downshot | 460 - 3 ph
3400G34479 | Gas Electric Package Unit | Carrier | 48TJD009---621-- | Roof | AC-25 |  | 8-1/2 ton |  | FAIR | Downshot | 460 - 3 ph
3500G30100 | Gas Electric Package Unit | Carrier | 48TJD009---621-- | Roof | AC-26 |  | 8-1/2 ton |  | FAIR | Downshot | 460 - 3 ph
3600G30048 | Gas Electric Package Unit | Carrier | 48TFD008---601GA | Roof | AC-27 |  | 7-1/2 ton |  | FAIR | Downshot | 460 - 3 ph
2300G24169 | Gas Electric Package Unit | Carrier | 48TJD007---621-- | Roof | AC-28 |  | 6 ton |  | FAIR | Downshot | 460 - 3 ph
| SPLIT SYSTEM (Condenser/fan coil) | MITSUBISHI | PUY-A12NHA4/PKA-A12HA | Roof/1ST FL |  | 2012 | 1
| SPLIT SYSTEM (Condenser/fan coil) | MITSUBISHI | PUY-A12NHA4/PKA-A12HA | Roof/1ST FL |  | 2012 | 1
| SPLIT SYSTEM (Condenser/fan coil) | MITSUBISHI | PUY-A12NHA4/PKA-A12HA | Roof/1ST FL |  | 2012 | 1
| SPLIT SYSTEM (Condenser/fan coil) | MITSUBISHI | PUY-A12NHA4/PKA-A12HA | Roof/1ST FL |  | 2012 | 1
99L01317 | Exhaust Fan | Greenheck | GB-100-4X-OD-2A |  | EF-1 |  |  |  |  | Bathroom | 115 - 1 ph
00F11062 | Exhaust Fan | Greenheck | GB-100-4X-OD-2A |  | EF-2 |  |  |  |  | Bathroom | 115 - 1 ph
| Exhaust Fan | COOK | ACEB 100C2B | Roof | EF-3 | 2012 |  | 1/6
| Exhaust Fan | COOK | ACEB 70C2B | Roof | EF-4 | 2012 |  | 1/6
| Exhaust Fan | COOK | 100ACEB | Roof | EF-5 | 2012

## Camarillo Animal Services
Building | Camarillo Animal Services |  |  |  |  | Year |  |  |  | Belt | Belt
Serial # | Type | Make | Model # | Location | Unit ID | Installed | Ton | HP | Condition | Qty | Type
0485C93642 | RTU-Gas /Elec | York | D1NQ048D09046 | ADMIN ROOF | AC-1A | 2010 | 4 |  | GOOD
0480C93641 | RTU-Gas /Elec | York | D1NQ042D09025 | ADMIN ROOF | AC-2A | 2010 | 3.5 |  | GOOD
0485C93643 | RTU-Gas /Elec | York | D1NQ042D09025 | ADMIN ROOF | AC-3A | 2010 | 3.5 |  | GOOD
458C21219 | RTU-Gas /Elec | York | D1NQ042D09025 | ADMIN ROOF | AC-4A | 2010 | 3.5 |  | GOOD
0485G022471 | RTU-Gas /Elec | York | D1NQ048D09046 | VET ROOF | AC-1B | 2010 | 5 |  | GOOD
0485C93656 | RTU-Gas /Elec | York | D1NQ042D09025 | VET ROOF | AC-2B | 2010 | 3.5 |  | GOOD
| Hot Water Boiler | Raypak | H3-0402A | QUARANTINE |  | 2006
| Hot Water Boiler | Raypak | H3-0402A | KENNEL |  | 2006
| Exhaust Fan | Greenheck | LBP-10-4 | Roof/ADMIN | EF 1A RR |  |  | 1/4
| Exhaust Fan | Carnes | 6WH48A | Roof/ADMIN | EF Kitchen |  |  | 1/4
| Exhaust Fan | Greenheck | 1BP-10-4 | ROOF/VET | EF 1 |  |  | 1/4
| Exhaust Fan | Greenheck | CUE-141-B-X | ROOF/VET | EF 2 |  |  | 1/4
| Exhaust Fan | Greenheck | LBP 14-3 | ROOF/KENNEL | EF 1C |  |  | 1/4
| Exhaust Fan | Greenheck | LBP 14-3 | ROOF/KENNEL | EF 2C |  |  | 1/4
| Exhaust Fan | Greenheck | LBP-10-04 | ROOF/KENNEL | EF 3C
| Exhaust Fan | Greenheck | LBP-10-04 | ROOF/KENNEL | EF 4C
| Exhaust Fan | Greenheck | LBP 14-3 | Roof/QUARAN | EF 1D |  |  | 1/3 |  |  | 3L 420
| Exhaust Fan | Greenheck | LBP 14-3 | Roof/QUARAN | EF 2D |  |  | 1/3 |  |  | 3L 420
| Exhaust Fan | Greenheck | LBP-10-04 | Roof/QUARAN | EF 3
| Exhaust Fan | Greenheck | LBP-10-04 | Roof/QUARAN | EF 4
| Exhaust Fan | Greenheck | LBP 14-3 | Roof/UNLOAD FAC | EF 1F |  |  | 1/3 |  |  | 2420

## Hall of Justice
Building | Hall of Justice |  |  |  |  | Year |  |  |  | Belt | Belt
Serial # | Type | Make | Model # | Location | Unit ID | Installed | Ton | HP | Condition | Qty | Type
GHDM021033 | Centrifugal Chiller | York | YTJ3K3E3-CTG |  | CH-1 | 2005 | 350 |  | Good
GHDM021032 | Centrifugal Chiller | York | YTJ3K3E3-CTG |  | CH-2 | 2005 | 350 |  | Good
99204831 | Cooling Tower | BAC | 15425-D |  | CT-1 | 2013 Fill |  | 20 | Good |  | 3B100
99204841 | Cooling Tower | BAC | 15425-D |  | CT-2 | 2013 Fill |  | 20 | Good |  | 3B100
1556 | Pulse Fired Boiler | Fulton | PHW 1000 |  | B1 | 2006 |  | 860 | Poor
1565 | Pulse Fired Boiler | Fulton | PHW 1000 |  | B2 | 2006 |  | 860 | Poor
1566 | Pulse Fired Boiler | Fulton | PHW 1000 |  | B3 | 2006 |  | 860 | Poor
| TES Pump | PACO |  |  | TES-1 | 2007 |  | 150 | Fair
| TES Pump | PACO |  |  | TES-2 | 2007 |  | 150 | Fair
TES Pressure Sustaining Valve
CN4781-01-J20 | Chilled Water Pump | B & G | VSC 8X8X10-1/2 LHR |  | CHWP-1 | NEW |  | 40 | Good
751686CV | Chilled Water Pump | B & G | VSC 8X8X10-1/2 LHR |  | CHWP-2 | 2007 |  | 40 | Fair
751688CV | Cooling Tower Pump | B & G | VSC 8X8X10-1/2 LHR |  | TWP-1 |  |  | 30 | Fair
751689CV | Cooling Tower Pump | B & G | VSC 8X8X10-1/2 LHR |  | TWP-2 |  |  | 30 | Poor
752252 | Heating Hot Water Pump | B & G | VSC 1510-2CB-12-BF |  | HWP-1 | 2007 |  | 15 | Poor
752251 | Heating Hot Water Pump | B & G | VSC 1510-2CB-12-BF |  | HWP-2 | 2007 |  | 15 | Poor
| Air Compressor | Quincy |  |  |  | 2007 |  | 7.5 | Fair | 2
0302-101-9710-2293N | Drier | Hankinson | 8010-115 |  |  | 2007 |  |  | Good
HCH756098 | Water Heater | Bradford | EF1000T1993N2 | Roof | 1 | 2012 |  |  | Good
JH17052465 | Water Heater | Bradford | GN100-208 | Roof | 2 | 2012 |  |  | Good
SF-37892 | Vane Axial Fan | Joy | 48-26.5-1770 CP |  | SF-1 | 1999 Reblt |  | 100 | Poor
SF-37895 | Vane Axial Fan | Joy | 54-26.5 870 CP |  | RF-1 | 2002 Reblt |  | 20 | Fair
SF-37892-1 | Vane Axial Fan | Joy | 48-26.5-1770 CP |  | SF-2 | 1999 Reblt |  | 100 | Good
SF37895-1 | Vane Axial Fan | Joy | 54-26.5 870 CP |  | RF-2 | 1999 Reblt |  | 20 | Good
SF-37892-3 | Vane Axial Fan | Joy | 48-26.5-1770 CP |  | SF-3 | 1999 Reblt |  | 100 | Fair
SF37896 | Vane Axial Fan | Joy | 54-26.5 870 CP |  | RF-3 | 1999 Reblt |  | 20 | Fair
SF37893 | Vane Axial Fan | Joy | 48-26.5-1770 CP |  | SF-4 | 1999 Reblt |  | 100 | Poor
SF37894 | Vane Axial Fan | Joy | 48-26.5 CP |  | SF-5 | 2000 Reblt |  | 100 | Poor
SF37897 | Vane Axial Fan | Joy | 66-26.5 870 CP |  | RF-4 | 1999 Reblt |  | 50 | Fair
| Chilled Water Coils |  | 3 each at 39 x 144
| Chilled Water Coils |  | 3 each at 39 x 144
| Chilled Water Coils |  | 3 each at 39 x 144
| Chilled Water Coils |  | 6 each at 39 x 144
| Air Handling Unit | York | CS -113-SH-FCLP-Y |  | SF-6 | 1988 |  | 5 | Poor | 2 | BX 70
P097331 | Sump Pump | Century | 8-140229-01 | underground judges parking | SP-1 | 2007 |  |  | Fair
P097332 | Sump Pump | Baldor | VM3211T | underground judges parking | SP-2 | 2007 |  |  | Fair
920232993 | Fan Coil | Majic Air | 48BHW-4 |  | FC-1 | 2007 |  |  | Good |  | AX-38
4296X34562 | Fan Coil | Carrier | 38QR048C600 | Judges Ramp | AC-10 |  |  |  | Good | 1
3098X56107 | Condensing Unit | Carrier | 38HDC036621 | UPS Room | AC-10 |  |  |  | Good | 1
0016762 | Fan Coil | Sanyo | CH3672R | Admin Roof |  |  |  |  | Good | 1
0005662 | Condensing Unit | Sanyo | CLM2472 | Court Roof |  |  |  |  | Good | 1
| Exhaust Fan | Penn | REX 3351 |  | EF-1 | 25+ |  | 5 | Fair | 2 | BX88
DF-1809 | Exhaust Fan | Porter | 245H |  | EF-2 | 25+ |  | 2 | Fair |  | AX64
| Exhaust Fan | Porter | 245H |  | EF-3 | 25+ |  | 1 | Fair |  | 4L380
| Exhaust Fan | Penn | RH25 |  | EF-4 | 25+ |  | 1 | Fair |  | 4L270
| Exhaust Fan | Penn | RH25 |  | EF-5 | 25+ |  | 1 | Fair |  | 4L270
| Exhaust Fan | Penn | RH30 |  | EF-6 | 25+ |  | 1 | Fair |  | AX36
| Exhaust Fan | Penn | REX 3214 |  | EF-7 | 25+ |  |  | Fair
| Exhaust Fan | Penn | REX 3214 |  | EF-8 | 25+ |  |  | Fair
| Exhaust Fan | Penn | DX 16B |  | EF-9 | 2003 |  | 1 | Fair |  | AX26
| Exhaust Fan |  |  |  | EF-10 | 25+ |  |  | Fair |  | DD
| Exhaust Fan |  |  |  | EF-11A | 25+ |  | 1 | Fair |  | AX36
| Exhaust Fan | Penn |  |  | EF-11B | 25+ |  | 2 | Fair |  | 4L260
| Exhaust Fan | Baldor | M3154T |  | EF-13 | 2003 |  | 2 | Good |  | AX44
1247039-1104 | Exhaust Fan | Green Heck | 24-BISW-21-6-1 | Admin Roof | KEF-1 | 25+ |  | 5 | New | 2 | A55
12422999-1104 | Exhaust Fan | Green Heck | 5wWB-213-5-CW-UR6 | Admin Roof | KF-2 | 25+ |  | 3 | New | 1 | A59
| Exhaust Fan | Penn |  |  | EF-9A | 2003 |  |  | Good |  | AX24
| Walk-in Cooler | Larkin | ACDG-102-1 |  | Walk-in #A |  |  |  | Fair | 1
D06-209595HO | Refrigerant Alarm System | Chillguard | ART-A-1-1-TO | Court Chiller Room |  | 2006 |  |  | Good
| VAV Boxes, Interior |  | 435 Total Boxes
VAV Boxes, with Hot Water Reheat
124-22998-1104 | KEF-3 | Green Heck | SWB-224-15-CW-V13-6 |  |  | 2012 |  | 0.5 |  |  | 4L300

## Hall of Administration
Building | Hall of Administration |  |  |  |  | Year |  |  |  | Belt | Belt
Serial # | Type | Make | Model # | Location | Unit ID | Installed | Ton | HP | Condition | Qty | Type
GDDM-040512 | Centrifugal Chiller | York | YTH3J3E2-CRG | CP | CH-1 | 2005 | 400 |  | Good
| Chiller VFD | York | VSD 503 RT | CP | CH-1 VFD | 2005 |  |  | Good
GDDM-040513 | Centrifugal Chiller | York | YTH3J3E2-CRG | CP | CH-2 | 2005 | 400 |  | Good
| Chiller VFD | York | VSD 503 RT | CP | CH-1 VFD |  |  |  | Good
99214852 | Cooling Tower | BAC | 33315-20MX | Roof | CT-1 | 2001 |  | 20 | Good | 1 | 4B108
99214851 | Cooling Tower | BAC | 33315-20MX | Roof | CT-2 | 2001 |  | 20 | Good | 1 | 4B108
100-44-0300 | Airfoil Fan w/ Vanes | Peerless | P44S | Fan Room | SF-1 | 25+ |  | 75 | Fair | 4 | 5VX1500
100-44-0300 | Airfoil Fan w/ Vanes | Peerless | P44S | Fan Room | SF-2 | 25+ |  | 75 | Fair | 4 | 5VX1500
| VFD | ABB | ACH-550 | Fan Room |  | 25+
100-44-0300 | Airfoil Fan | Peerless | P44S | Fan Room | SF-3 | 25+ |  | 75 | Fair | 4 | 5VX1500
| VFD | Dan Foss | VLT 6000 | Fan Room |  | 25+
100-44-0300 | Airfoil Fan | Peerless | P44S | Fan Room | SF-4 | 25+ |  | 75 | Fair | 4 | 5VX1500
| VFD | Dan Foss | VLT 6000 | Fan Room |  | 25+
100-44-0300 | Airfoil Fan | Peerless | P44S | Fan Room | SF-5 | 25+ |  | 75 | Fair | 4 | 5VX1320
| VFD | Dan Foss | VLT 6000 | Fan Room |  | 25+
100-44-0300 | Airfoil Fan | Peerless | P44S | Fan Room | SF-6 | 2010 | Motor | 75 | Fair | 4 | 5VX1500
| VFD | Dan Foss | VLT 6000 | Fan Room
100-60-0190 | Airfoil Fan | Peerless | P600 | Fan Room | RF-1 | 25+ |  | 15 | Fair | 4 | BX180
| VFD | Dan Foss | VLT 6000 | Fan Room
100-60-0190 | Airfoil Fan | Peerless | P601 | Fan Room | RF-2 | 2011 | Motor | 15 | Fair | 4 | BX180
| VFD | Dan Foss | VLT 6000 | Fan Room
100-60-0190 | Airfoil Fan | Peerless | P602 | Fan Room | RF-3 | 2011 | Motor | 15 | Fair | 4 | BX180
| VFD | Dan Foss | VLT 6000 | Fan Room
100-60-0190 | Airfoil Fan | Peerless | P603 | Fan Room | RF-4 | 2011 | Motor | 15 | Fair | 4 | BX180
| VFD | Dan Foss | VLT 6000 | Fan Room
100-60-0190 | Airfoil Fan | Peerless | P604 | Fan Room | RF-5 | 2011 | Motor | 15 | Fair | 4 | BX180
| VFD | Dan Foss | VLT 6000 | Fan Room
100-60-0190 | Airfoil Fan | Peerless | P605 | Fan Room | RF-6 | 2010 | Motor | 15 | Fair | 4 | BX180
| VFD | Dan Foss | VLT 6000 | Fan Room
20611300311 | Condenser Water Pump | Baldor | 6012-2 | CP | CWP-1 | 1988 |  |  | Fair
| VFD | ABB | VLT 6000 ACH 550 | CP
20409080324 | Condenser Water Pump | Baldor | 6012-2 | CP | CWP-2 | 1988 |  |  | Fair
| VFD | ABB | VLT 6000 ACH 550 | CP
NA | ITSD In-Line Pump | Pacific | 2595-1 | CP | CWP-3 | 1988 |  |  | Fair
20080701-0094 | Duplex Air Compressor | Quincy | 350CCDT00020 | CP |  |  |  |  | Good | 6 | BX75
HO25115011123 | Air Drier | Hankinson | HPRP25 | CP |  | 2011 |  |  | New
NA | Exhaust Fan | Dayton | 16D593 | Roof | EF-1 | 2007 |  |  | Fair |  | 4L240
NA | Exhaust Fan | Penn | LB-24 | Roof | EF-2 | 1988 |  |  | Fair |  | 4L330
NA | Exhaust Fan | Penn | NA | Roof | EF-3 | 1988 |  |  | Fair |  | 4L330
N/A | Exhaust Fan | Penn | CB-18 | Roof | EF-4 | 1988 |  |  | Fair |  | 4L280
N/A | Exhaust Fan | Alladin | HB-135-850 | Roof | EF-7 | 1988 |  |  | Fair |  | 4L380
N/A | Exhaust Fan | Penn | CX1224 | Roof | EF-9 | 1988 |  |  | Fair |  | 4L210
N/A | Exhaust Fan |  | D1061 | Roof | EF-6 |  |  |  | Poor
N/A | Exhaust Fan |  | D1061 | Roof | EF-15 | 2003 |  |  | Poor |  | DD
KTR20 | Boiler Exhaust Fan | Extracto |  | Roof |  | 1981 |  |  | Fair |  | DD
KTR20 | Boiler Exhaust Fan | Extracto |  | Roof |  | 1981 |  |  | Fair |  | DD
N/A | CRAC-Water Cooled | Data Aire | DAW 2634 | ITSD | AC1A | 1988 |  |  | Fair | 2 | BX-36
2000-2625A | CRAC-Water Cooled | Data Aire | DAWD-2034 | ITSD | AC1B | 2008 |  |  | New | 2 | BX-36
N/A | CRAC-Water Cooled | Data Aire | DAW-2634 | ITSD | AQC2 | 1988 |  |  | Fair |  | AX-36
N/A | WC-RTU | Carrier | 50BT0006600 | Tech Equipment Room | AC5 | 1988 |  |  | Fair |  | 4L480
N/A | CRU-WC | Liebert | MM-18A | Flood Control | AC7 | 1988 |  |  | Fair
2000-2626-ASP-1 | CRU-WC | Data Aire | DAPW-03-34-P | Projection Booth | AC12 | 1988 |  |  | Fair | 2 | AX40
444147-001 | ACU | Liebert | DH138W-AA00 | Elections | B-3 | 2005 |  | 30 | Good |  | BX42
200-2b | Ventilator Fan | Data Aire | DAPW-03-34-P | UPS Room | AC8 | 1988 |  |  | Fair |  | 4L420
100764 | Pulse Fired Boiler | Fulton | PHW1000LF | Boiler Room | B-1 | 2010 |  | 30 | Good
107934 | Pulse Fired Boiler | Fulton | PHW1000LF | Boiler Room | B-2 | 2013 |  | 30 | Good
105998 | Pulse Fired Boiler | Fulton | PHW1000LF | Boiler Room | B-3 | 2012 |  | 30 | Good
20407190225 | Heating Hot Water Pump | Baldor | 4011-7 | Boiler Room | HWP-1 |  |  | 25 | Fair
20611060281 | Heating Hot Water Pump | Baldor | 4011-7 | Boiler Room | HWP-2 |  |  | 25 | Fair
20610060142 | Chilled Water Pump | Baldor | EM2513T | CP | CHWP-1 | 2012 |  | 15 | Good
| VFD | Danfoss |  | CP
20409010205 | Chilled Water Pump | Baldor | EM2513T | CP | CHWP-2 | 2012 |  | 15 | Good
| VFD | Danfoss |  | CP
NA | TES Pump | Paco | NA | TES Pit | TES P1 | 2001 |  | 50 | Fair
| TES Pump | Paco | NA | TES Pit | TES P1 | 2001 |  | 50 | Poor
Refrigerant Alarm System
| TES Water Filter and Treatment | Ultra Treat |  | Boiler Room
| Terminal Boxes |  | 256 each
| Chilled Water Coil |  | 6 at 30 x 144 | Fan Room #1 |  | 2008 |  |  | Fair
| Chilled Water Coil |  | 6 at 90 x 288 | Fan Room #2 |  | 2006 |  |  | Fair
| Chilled Water Coil |  | 6 at 38 x 68 | Fan Room #3 |  | 2011 |  |  | Fair
| Chilled Water Coil |  | 3 at 108 x 144 | Fan Room #4 |  | 1978
| Heating Hot Water Coil |  | 2 at 33 x 288 | Fan Room #1 |  | 1978
| Heating Hot Water Coil |  | 2 at 33 x 288 | Fan Room #2 |  | 1978
| Heating Hot Water Coil |  | 2 at 51 x 144 | Fan Room #3 |  | 1978
| Heating Hot Water Coil |  | 2 at 51 x 144 | Fan Room #4 |  | 1978

## Pre Trial Annex
Building | Pre-Trial Detention Annex |  |  |  |  | Year |  |  |  | Belt | Belt
Serial # | Type | Make | Model # | Location | Unit ID | Installed | Ton | HP | Condition | Qty | Type
| Exhaust Fan | Greenheck | CBE-18 | Roof | EF-1
| Exhaust Fan | Loren Cook | 5XBF00 | Roof | EF-1
| Exhaust Fan | Loren Cook | 5XBF00 | Roof | EF-1
| Exhaust Fan | Loren Cook | 5XBF00 | Roof | EF-1
| Exhaust Fan | Loren Cook | 5XBF00 | Roof | EF-1
| Exhaust Fan | Loren Cook | 5XBF00 | Roof | EF-1
| Heat Pump | York | B2H036A46A | Roof | AC-1
| Fan | Barry Blower | 7300 AF DW | 1st Floor | SF-1 | 1978 |  | 30
| Fan | Barry Blower | 7300 AF DW | 1st Floor | RF-1 | 1978 |  | 7.5
| Fan | Barry Blower | 7245 AF DW | 2nd Floor | SF-2 | 1978 |  | 25
| Fan | Barry Blower | 7245 AF DW | 2nd Floor | RF-2 | 1978 |  | 5
| Fan | Carrier | 39ED29 | 3rd Floor | AH-3 |  |  | 15
VFD
VFD
VFD
VFD
| 20 VAV BOXES |  |  | 1st Floor
| 20 VAV BOXES |  |  | 2nd Floor

## PreTrial Detention Facility
Building | Pre-Trial Detention Facility |  |  |  |  | Year |  |  |  | Belt | Belt
Serial # | Type | Make | Model # | Location | Unit ID | Installed | Ton | HP | Condition | Qty | Type
1101061 | Vane Axial Fan | FLAKT | FVAC-4-2-122-063-8-241-49 | ROOF PENTHOUSE | SF--4 |  |  | 100 | Fair |  | DD
1101064 | Vane Axial Fan | FLAKT | FVAC-4-2-090-063-8-241-40 | ROOF PENTHOUSE | SF--5 |  |  | 30 | Fair |  | DD
1101067 | Vane Axial Fan | FLAKT | FVAC-4-2-112-050-4-240-45 | ROOF PENTHOUSE | RF--4 |  |  | 15 | Fair |  | DD
110162 | Vane Axial Fan | FLAKT | FVAC-4-2-112-063-8-271-52 | ROOF PENTHOUSE | SF--7 |  |  | 100 | Fair |  | DD
1101065 | Vane Axial Fan | FLAKT | FVAC-4-2-090-063-8-250-45 | ROOF PENTHOUSE | SF-8 |  |  | 40 | Fair |  | DD
1101068 | Vane Axial Fan | FLAKT | FVAC-4-2-112-050-4-240-44 | ROOF PENTHOUSE | RF--6 |  |  | 15 | Fair |  | DD
1101063 | Vane Axial Fan | FLAKT | FVAC-4-2-112-063-8-261-46 | ROOF PENTHOUSE | SF--6 |  |  | 75 | Poor |  | DD
1101070 | Vane Axial Fan | FLAKT | FVAC-4-2-125-050-4-241-44 | ROOF PENTHOUSE | RF--5 |  |  | 20 | Fair |  | DD
1101066 | Vane Axial Fan | FLAKT | FVAC-4-2-100-063-8-260-44 | ROOF PENTHOUSE | SF--9 |  |  | 60 | Poor |  | DD
1101069 | Vane Axial Fan | FLAKT | FVAC-4-2-112-050-4-240-45 | ROOF PENTHOUSE | RF--7 |  |  | 15 | Fair |  | DD
| Fan Coil | CARRIER | 39EO21 (coils have been removed) | KITCHEN MUP | AHU-1 |  |  | 15 | Poor
43984 | Fan | GREENHECK | SQB-103 | EOC OSA MUP | SF-11 |  |  | 1 | Poor |  | 2-AX37
79-1424 | Fan | BARRY | 270-91-FL | BASEMENT MCC | SF-12 |  |  | 5 | Poor |  | 2-AX66
97201471 | Cooling Tower | BAC | 15282-2L | ROOF PENTHOUSE | CT-1 |  |  | 50 | Good |  | 3-B88
97201472 | Cooling Tower | BAC | 1528-2L | ROOF PENTHOUSE | CT-2 |  |  | 50 | Good |  | 3 B88
97201473 | Cooling Tower | BAC | F1-723 JL | ROOF PENTHOUSE | CT-3 |  |  | 7.5 | Good |  | BX 67
97201474 | Cooling Tower | BAC | F1-723 JL | ROOF PENTHOUSE | CT-4 |  |  | 7.5 | Good |  | BX67
138562B7360 | Exhaust Fan | LOREN COOK | 150 SONB | PLANT | EF-1 |  | cart parking | 1.5 | Good |  | 4LSS0
40003030154 | Exhaust Fan | BALDOR | 844S-FL SUPER E | ROOF PENTHOUSE | EF-6 |  | cart parking | 25 | Fair |  | 3BX112
66255 | Exhaust Fan | BARRY |  | ROOF PENTHOUSE | EF-7 |  | cart parking | 3 | Fair | 2 | AX41
23961000941 | Exhaust Fan | LINCOLN | 844S-FL TEFC | ROOF PENTHOUSE | EF-2 |  | cart parking | 25 | Fair | 3 | BX112
66254 | Exhaust Fan | BARRY | BVB-24S | UPPER ROOF | EF-3 |  | cart parking | 3 | Poor | 2 | ASS
430-F81-1 | Exhaust Fan | CHAMPION | 135RRFFF-4 | UPPER ROOF | EF-4 |  | cart parking |  | R |  | SL300
6260 | Exhaust Fan | DONALDSON | RH37L | UPPER ROOF | KEF-1 |  | cart parking | 10 | Good | 2 | BX9S
| Exhaust Fan | DAYTON |  | 2ND FLOOR ROOF | KEF-2 |  | cart parking | 1 | Good |  | DD
| Exhaust Fan | BARRY | 7270 AF DW | PARKING | EF-8 |  | cart parking | 7.5 | P |  | BX85
79-1422 | Exhaust Fan | BARRY | 8330 FL 9C | DRIVEWAY | EF-9 |  | cart parking | 7.5 | F | 2 | BX85
| Exhaust Fan | PENN | CB-422 | BASEMENT EL R | EF-25 |  | cart parking | 1 | F | 2 | AX40
543983 | Exhaust Fan | GREENHECK | SQB-10-3 | EOC BASEMENT | EF-27 |  | cart parking | FRAC | F | 2 | AX37
480013593 | AC UNIT | CARRIER | 50BA006610 | UPS |  | 1993 |  | 3 | F | 1 | 4L480
97-2638-A | Computer Room AC Unit | DATA AIRE | DAWD-0834 | EOC |  | 2010 |  | 15 | G | 2 | BX36
2000-0453 A | Computer Room AC Unit | DATA AIRE | DAWD-0834 | EOC |  | 2010 |  | 10 | G | 2 | BX36
2000-052 A | Computer Room AC Unit | DATA AIRE | DAWD-0834 | EOC |  | 2010 |  | 10 | G | 2 | BX36
NLWM512872 | Heat Pump | YORK | B20H036A46A (OD coil bad shape) | ANNEX |  | 1988 | 3 |  | Poor |  | DD
5145635 | Air Compressor, Duplex | QUINCY | QR350SB00042 |  |  | 2011 |  |  | Good | 4 | BX36
GNJM140165 | Centrifugal Chiller | YORK | YTJIC2E2-CNJS |  | CH-1 | 2011 | 350 |  | G
GNJM220184 | Centrifugal Chiller | YORK | YTJIC2E2-CNJS |  | CH-2 | 2011 | 350 |  | G
2176519 | Pump | B & G | VSCS 10.625 BF RHR 6X8 12L |  | CHWP-1 | 2011 |  | 30 | G
2176515 | Pump | B & G | VSCS 10.625 BF RHR 6X8 12L |  | CHWP-2 | 2011 |  | 30 | G
926489 | Pump | B & G | 1510 2CB 11/3/4 BF |  | HWP-1 | 1988 |  | 10 | F
926490 | Pump | B & G | 1510 2CB 11/3/4 BF |  | HWP-2 | 1988 |  | 10 | F
929756 | Pump | B & G | VSCS -S 9.5 BF RHR |  | TWP-1 | 1988 |  | 0 | F
929757 | Pump | B & G | VSCS-S 9.5 BF RHR 6X8X9-3/4 |  | TWP-2 | 1988 |  | 30 | F
| Pump | B & G | 1510 11 288 |  | TWP-3 | 1988 |  | 3 | F
| Pump | B & G | 151011 288 |  | TWP-4 | 1988 |  | 3 | F
CN6689-01K20 | Pump | B & G | VSC BF 11.5 5X5 X12 B |  | CHWP-3 | NEW |  | 0 | G
98232 | Hot Water Boiler | Fulton Pulse Fired | PHW 1000 |  | B-1 | 2009 |  | 30 | 2005
98234 | Hot Water Boiler | Fulton Pulse Fired | PHW 1000 |  | B-2 | 2009 |  | 30 | 2005
99969 | Hot Water Boiler | Fulton Pulse Fired | PHW 1000 |  | B-3 | 2009 |  | 30 | 2005
| Chilled Water Coils | Trane | 3 each at 36 x 120 | Fan Room 1 |  | 2007
| Chilled Water Coils | Trane | 3 each at 37 x 120 | Fan Room 2 |  | 2007
| Chilled Water Coils |  | 3 each at 36 x 108 | Fan Room 3 |  | 2003
| Chilled Water Coils |  | 2 each at 42 x 96 | Fan Room 4 |  | < 2003
| Heating Hot Water Coils |  | 2 each at 36 x 120 | Fan Room 1
| Heating Hot Water Coils |  | 2 each at 36 x 120 | Fan Room 2
| Heating Hot Water Coils |  | 2 each at 27 x 60 | Fan Room 3
| Heating Hot Water Coils |  | 2 each at 27 x 60 | Fan Room 4
| Variable Air Volume Boxes |  | 241 each
| TES Pump | [6 empty] | 150
| TES Pump | [6 empty] | 150
| Variable Speed Drives | CHWP-3, CHWP-1, CHWP-2, TWP-1, TWP-2
BO-00459-K00 | Refrigerant Alarm System | MSA | ART-A411-SF-40-DOC |  |  | 2010
35N185-037361 | B1 PUMP | BALDOR | 84Z00009 |  |  |  |  | 2
35B15-373F5 | B2 PUMP | BALDOR | 84Z00009 |  |  |  |  | 2
34A063-0284 | B3 PUMP | BALDOR | VM3555 |  |  |  |  | 2
2321442 | HCP-3 KIT HEAT EXCHANGER | B&G | 3X7 |  |  |  |  | 2
4BF | HCP-2 HOT WATER TANKS HEAT EXCHANGER | B&G | 4X7 |  |  |  |  | 3
1AF024 | HCP-1 BUILDING HEAT EXCHANGER | B&G | 5X7 |  |  |  |  | 5

## PTDF Crime Lab
Building | Pre-Trial Detention Facility, Crime Lab |  |  |  |  | Year |  |  |  | Belt | Belt
Serial # | Type | Make | Model # | Location | Unit ID | Installed | Ton | HP | Condition | Qty | Type
0209-2271-1 | Package Roof Top Unit | Energy Labs | 02092271-1 | C.L Roof | AHU-1 | 2003 |  | 10 | Fair | 2 | BX51
0209-2271-2 | Package Roof Top Unit | Energy Labs | C5564-FCH-L | C.L Roof | AHU-2 | 2003 |  | 10 | Fair | 2 | BX51
2102002210 | Heating Hot Water Boiler | Raypak | H8-0992 | C.L Roof | B1 | 2005 |  |  | Fair
2102002209 | Heating Hot Water Boiler | Raypak | H8-0992 | C.L Roof | B2 | 2005 |  |  | Fair
2102002211 | Heating Hot Water Boiler | Raypak | H8-0992 | C.L Roof | B3 | 2005 |  |  | Fair
CN6690-01-K20 | Heating Hot Water Pump | B & G |  | C.L Roof | P1 | 2005 |  | 2 | Fair
CN6690-03-K20 | Heating Hot Water Pump | B & G |  | C.L Roof | P2 | 2005 |  | 2 | Fair
CN6690-02-K20 | Heating Hot Water Pump | B & G |  | C.L Roof | P3 | 2005 |  | 2 | Fair
1198G30544 | Heat Pump | Carrier | SOTJQ012-601GA | C.L Roof | HP-1 |  |  |  | Poor
| Air Handler, Cooling Coil |  |  | C.L | AHU-3 | 2005 |  |  | Good |  | CX120
119 | Air Compressor | Kaeser | Aircenter SX-5 | C.L Roof |  | 2011 |  | 5 | Poor | 2 | B48
2119384 | Exhaust Fan | Greenheck | SWB-227-30-CW-UB-X | EF-1 |  |  |  |  | Fair | 1 | 4L280
2119385 | Exhaust Fan | Greenheck | SWB-227-30-CW-UB-X | EF-2 |  |  |  |  | Fair |  | 4L280
05B01498 | Exhaust Fan | Greenheck | SWB-124-30-CW-UB-X | EF-3 |  |  |  |  | Fair |  | 4L280
05B01484 | Exhaust Fan | Greenheck | SWB-222-20-CW-UB-X | EF-4 |  |  |  |  | Fair |  | 4L280
05B01503 | Exhaust Fan | Greenheck | SWB-215-7-CW-UB-X | EF-5 |  |  |  |  | Fair |  | 4L280
05B01504 | Exhaust Fan | Greenheck | SWB-215-7-CW-UB-X | EF-6 |  |  |  |  | Fair |  | 4L280
NUE203008 | Exhaust Fan | CentriMaster | PNN135E3115/1 ODP W/UL | [5 empty] | Fair
| Exhaust Fan | Cook | 165ACRLB | EF-7 |  |  |  |  | Fair |  | 4L280
98C22021 | Exhaust Fan | Greenheck | SWB-18-20-CW-TH | EF-2A |  |  |  |  | Fair

## PTDF Kitchen
Building | Pre-Trial Detention Facility, Kitchen |  |  |  |  | Year |  |  |  | Belt | Belt
Serial # | Type | Make | Model # | Location | Unit ID | Installed | Ton | HP | Condition | Qty | Type
ET 08D06472R | Refrigerator | Copeland | KARA-010E-TAC-100 | South of kitchen dock | #1 |  |  |  | Fair
ET 09D03027R | Refrigerator | Copeland | KARA-010E-TAC-100 | South of kitchen dock | #2 |  |  |  | Fair
ET 09C03093R | Freezer | Copeland | LAHA-032E-TAC-100 | South of kitchen dock | #3 |  |  |  | Fair
ET 09D03387R | Refrigerator | Copeland | ERCA-021E-TAC-100 | South of kitchen dock | #4 |  |  |  | Fair
ET 09D01998R | Freezer | Copeland | + | South of kitchen dock | #5a |  |  |  | Fair
CCJ0314187 | Freezer | Copeland | 2DA3-060ETFC200 | South of kitchen dock | #5b |  |  |  | Fair
ET 08G00536R | Freezer | Copeland | EAVA-021E-TAC-100 | South of kitchen dock | #6 |  |  |  | Fair
ET 09D03407R | Refrigerator | Copeland | KARA-010E-TAC-100 | South of kitchen dock | #7 |  |  |  | Fair
T70844K07 | Refrigerator | Traulsen | G20010 | Kitchen | #8 |  |  |  | Fair
H0057418 | Refrigerator | Victory | RIS-3D-S7 | Kitchen | #9 |  |  |  | Fair
J9830598 | Refrigerator | Victory | RS2D57 | Kitchen | #10 |  |  |  | Fair
V074200H93 | Refrigerator | Traulsen | AHT232 NUT | Kitchen | #11 |  |  |  | Fair
V515530G92 | Refrigerator | Traulsen | RR1232LUT | Kitchen | #12 |  |  |  | Fair
M-706654 | Refrigerator | McCall | H5 5003 | Kitchen | #13 |  |  |  | Fair
6831184 | Refrigerator | TRUE | T-35G | staff dining |  |  |  |  | Good

## Santa Paula Agriculture
Building | Santa Paula Ag |  |  |  |  | Year |  |  |  | Belt | Belt
Serial # | Type | Make | Model # | Location | Unit ID | Installed | Ton | HP | Condition | Qty | Type
| Fan Coil | Carrier | 59TN6A060V-14 | Attic | GF 1 | 2013 |  |  | Good
| Fan Coil | Carrier | 59TN6A080V-20 | Attic | GF 2 | 2013 |  |  | Good
| Fan Coil | Carrier | 59TN6A080V-20 | Attic | GF 3 | 2013 |  |  | Good
| Fan Coil | Carrier | 59TN6A100V-22 | Attic | GF 4 | 2013 |  |  | Good
| Fan Coil | Carrier | 59TN6A100V-22 | Attic | GF 5 | 2013 |  |  | Good
| Condensing Unit | Carrier | 24ACC624 | Ground | CU 1 | 2013 |  |  | Good
| Condensing Unit | Carrier | 24ACC642 | Ground | CU 2 | 2013 |  |  | Good
| Condensing Unit | Carrier | 24ACC642 | Ground | CU 3 | 2013 |  |  | Good
| Condensing Unit | Carrier | 24ACC660 | Ground | CU 4 | 2013 |  |  | Good
| Condensing Unit | Carrier | 24ACC660 | Ground | CU 5 | 2013 |  |  | Good

## Arroyo Lift Station
Building | Arroyo Lift Station |  |  |  |  | Year |  |  |  | Belt | Belt
Serial # | Type | Make | Model # | Location | Unit ID | Installed | Ton | HP | Condition | Qty | Type
132D001450654-01 |  | Bard | WA301-A10XX4XXX | Right
132B001438158-01 |  | Bard | WA301-A10XX4XXX | Left
P971185645-1 | Controller | Bard | MC91A
99K03415 | Exhaust Fan | Greenheck | GB220-7-X
| Exhaust Fan | Greenheck
99K03720 | MU | Greenheck | FHI-24X36-G-IS

## Moorpark WWTP
Building | Moorpark WWTP |  |  |  |  | Year |  |  |  | Belt | Belt
Serial # | Type | Make | Model # | Location | Unit ID | Installed | Ton | HP | Condition | Qty | Type
139MD8256265 |  | Bard | WA182-A08 | Reclaim
139MO7241565 |  | Bard | WA182-A05XPXXXJ | Headworks
AX1000149030R |  | Eubank | V36-11948 | RAS/WAS
2A226203-4 |  | Ice Qube | 1Q2000DV | EQ Basin
|  | Bard |  | Office
NMXM159906 |  | York | B2P5024A06A | Lab

## Moorpark Reclamation
Building | Moorpark Reclamation |  |  |  |  | Year |  |  |  | Belt | Belt
Serial # | Type | Make | Model # | Location | Unit ID | Installed | Ton | HP | Condition | Qty | Type
| (1) Heat Pump |  |  | Main Building |  | 2012 | 5

## 6767 Spring Road, Moorpark
Building | Moorpark Reclamation |  |  |  |  | Year |  |  |  | Belt | Belt
Serial # | Type | Make | Model # | Location | Unit ID | Installed | Ton | HP | Condition | Qty | Type
| Fan Coil | Carrier | FX4CNF036 |  |  | 2006 | 3 |  | GOOD
| Fan Coil | Carrier | FX4CNF048 |  |  | 2006 | 4 |  | GOOD
| Fan Coil | Carrier | FX4CNF024 |  |  | 2006 | 2 |  | GOOD
| Fan Coil | Carrier | FX4CNF048 |  |  | 2006 | 4 |  | GOOD
| Fan Coil | Carrier | FX4CNF036 |  |  | 2006 | 3 |  | GOOD
| Fan Coil | Carrier | FX4CNF036 |  |  | 2006 | 2 |  | GOOD
| Fan Coil | Carrier | FX4CNF036 |  |  | 2006 | 3 |  | GOOD
| Heat Pump | Carrier | 38QRR024-3 | Ground |  | 2006 |  |  | GOOD
| Heat Pump | Carrier | 38QRR024-3 | Ground |  | 2006 |  |  | GOOD
| Heat Pump | Carrier | 38QRR036-5 | Ground |  | 2006 |  |  | GOOD
| Heat Pump | Carrier | 38QRR036-5 | Ground |  | 2006 |  |  | GOOD
| Heat Pump | Carrier | 38QRR036-5 | Ground |  | 2006 |  |  | GOOD
| Heat Pump | Carrier | 38QRR048-5 | Ground |  | 2006 |  |  | GOOD
| Heat Pump | Carrier | 38QRR048-5 | Ground |  | 2006 |  |  | GOOD
| Exhaust Fan | Cook | GN-720 |  |  | 2006 |  |  | GOOD
| Exhaust Fan | Cook | GC-142 |  |  | 2006 |  |  | GOOD
| Exhaust Fan | Cook | GC-142 |  |  | 2006 |  |  | GOOD
| Exhaust Fan | Cook | GC-142 |  |  | 2006 |  |  | GOOD
| Exhaust Fan | Cook | GC-240 |  |  | 2006 |  |  | GOOD
| Exhaust Fan | Cook | GN-420 |  |  | 2006 |  |  | GOOD

## Piru WWTP
Building | Piru WWTP |  |  |  |  | Year |  |  |  | Belt | Belt
Serial # | Type | Make | Model # | Location | Unit ID | Installed | Ton | HP | Condition | Qty | Type
200911-CHCC01313 | Condenser | Aaon | CC-B-014-3-D-2 | Switchgear Room
| Air Handler | Aaon | V2-D-3-86-000 | Switchgear Room
4409E13595 | Condenser | Carrier | 25HPA530A310 | Office
2009A69018 | Fan Coil | Carrier | FX4CNF030 | Office

## Chillers, Premium Coverage
Facility | Make | Model Number | Serial # | Year | Premium Coverage
Juvenile Facility | York | YT-J1-C2-E2-CNJ | GDLM152130 | 2002 | No
Juvenile Facility | Multistack | MS240F1L2W2H1 R-134A | AA 05 118 | 2012 | No
Todd Road Jail | York | YT-J3-E1-CNF | YEBM070596 | 1994 | Yes
Todd Road Jail | Multistack | MS0330FC1L2W2H1AA22-R134A | AB01-018 | 2012 | No
Pre-Trial Detention Facility (CH-2) | York | YT-J1-C2-E2-CNJS | GCNJM220184 | 2001 | Yes
Pre-Trial Detention Facility (CH-1) | York | YT-J1-C2-E2-CNJS | GNJM140165 | 2001 | Yes
Hall of Justice (CH-1) | York | YT-J3-KS-E3-CTG | GDHDM021033 | 1995 | Yes
Hall of Justice (CH-2) | York | YT-J3-K3-E3-CTG | GGDM021032 | 1995 | Yes
Hall of Administration (CH-1) | York | YT-H3-J3-E2-CRG | GDDM040512 | 1995 | Yes
Hall of Administration (CH-2) | York | YT-H3-J3-E2-CRG | GDDM040513 | 1995 | Yes
East County Court House | Multistack | MS300F2L2W2H1-R134A | AA07-017 | 2012 | No

## Filters, Government Center
Facility Name | Quantity | Size | Facility Name | Quantity | Size
Service Building | 1 | 20x20x1 | Hall of Justice | 162 | 24X24X2
Service Building | 4 | 20x24x2 | Hall of Justice | 18 | 24X12X2
Service Building | 4 | 12x20x1 | Hall of Justice | 162 | 24X24X15
Service Building | 4 | 16X20X2 | Hall of Justice | 18 | 24X12X15
Service Building | 6 | 14x24x1 | Hall of Justice |  | Bags
Service Building | 4 | 14X20X1 | PTDF | 145 | 24X24X2
Service Building | 0 | 18X24x1 | PTDF | 10 | 24X12X2
Service Building | 1 | 18X20X1 | PTDF | 91 | 24X24X15
Service Building | 17 | 16X20 TRIDEK | PTDF | 10 | 24X12X15
Service Building | 14 | 16X25 TRIDEK | EOC | 9 | 20X25X4
Service Building | 0 | 25X20X4 | PTDF Annex | 31 | 24X24X2
Service Building | 2 | 10x20x1 | PTDF Annex | 1 | 14X25X2
Service Building | 4 | 20x20x2 | PTDF Annex | 2 | 14X20X2
Crime Lab (AHU-1) | 9 | 24X24 TriDek | PTDF Annex | 31 | 24X24X15
Crime Lab (AHU-1) | 9 | 24x24 HEPA | PTDF Annex |  | Bags
Crime Lab (Property Room) | 4 | 20X20 TriDek |  |  | Quarterly
Crime Lab (AC-1) | 8 | 24X24 TriDek |  |  | Annual
Crime Lab (AC-1) | 8 | 24X24 HEPA
Crime Lab (AC-2) | 8 | 24X24 TriDek
Crime Lab (AC-2) | 8 | 24X24 HEPA
Hall of Administration | 180 | 24X24X2
Hall of Administration | 180 | 24X24X15
Hall of Administration |  | Bags
Elections | 3 | 24X24X2
Watershed | 1 | 24X24X1
BOS Projection | 1 | 24X24X2
Tele/Elec | 4 | 16X25X1
UPS Room | 2 | 20X20X2
ITSD | 10 | 20X25X4
ITSD | 4 | 16X25X4
Quarterly
Annual

## Filters, Outlying Buildings
Facility Name | Quantity | Size | Facility Name | Quantity | Size | Facility Name | Quantity | Size
350 Willis | 12 | 24X24X2 | Simi Valley Library | 24 | 16x25x2 | Partridge | 16 | 20X20X2
Foster Library | 30 | 16X25X2 | Simi Valley Library | 12 | 16x20x2 | Partridge | 24 | 16X20X2
345 Skyway | 8 | 16X25X1 | Simi Valley Library | 16 | 20x25x2 | Partridge | 16 | 16X16X2
345 Skyway | 1 | 20x20x1 | Simi Valley Library | 10 | 20x20x2 | Partridge | 8 | 16X25X2
500 Eubanks | 6 | 14x20x1 | Simi Valley Library | 3 | 25x25x2 | Partridge | 0 | 12X20X1
500 Eubanks | 1 | 18x18x1 | Juvenile Justice Center | 20 | 12X24X2 | Partridge | 46 | 20X20X1
Animal Reg | 12 | 12x20x2 | Juvenile Justice Center | 20 | 24x24x2 | Partridge | 0 | 16X20X1
2220 Gonzales | 36 | 16x20x2 | Juvenile Justice Center | 1 | 16x25x4 | Partridge | 0 | 10X21X1
2220 Gonzales | 34 | 16x25x2 | Juvenile Justice Center | 20 | 12X24X11.5 | Partridge | 0 | 24X20X1
2220 Gonzales | 4 | 20x12x1 | Juvenile Justice Center |  | Box | East ValleySherrif's Station | 36 | 12X24X2
2220 Gonzales |  |  | Juvenile Justice Center | 20 | 24x24x11.5 | East ValleySherrif's Station | 3 | 14X25X2
Todd Road Jail | 40 | 24X12X2 | Juvenile Justice Center |  | Box | East ValleySherrif's Station | 6 | 15X20X2
Todd Road Jail | 112 | 24X24X2 | 646 County Square Drive | 16 | 20X25X1 | East ValleySherrif's Station | 2 | 16X20X2
Todd Road Jail | 1 | 14X30X2 | 646 County Square Drive | 24 | 16X25X2 | East ValleySherrif's Station | 28 | 16X25X2
Todd Road Jail | 1 | 20X30X2 | 646 County Square Drive | 12 | 20X25X2 | East ValleySherrif's Station | 20 | 20X25X2
Todd Road Jail | 1 | 14x25x2 | 669 County Square Drive | 2 | 20X24X2 | East ValleySherrif's Station | 1 | 22X24X2
Todd Road Jail | 2 | 16x20x2 | 669 County Square Drive | 32 | 16X25X2 | East ValleySherrif's Station | 3 | 19X20X2
AC's Office | 2 | 16x24x2 | 669 County Square Drive | 20 | 20X25X2 | East ValleySherrif's Station | 1 | 20x20x1
AC's Office | 2 | 18x24x2 | 669 County Square Drive | 1 | 22X20X1 | Simi Valley Mental Health | 4 | 20x25x2
Commissary | 4 | 16x24x2 | 669 County Square Drive | 1 | 20X25X1 | Vanguard | 108 | 16X20X4
Print Shop | 2 | 20x22x1 | 669 County Square Drive | 1 | 12X12X1 |  |  | MERV 13
Vocational | 2 | 16x22x1 | 669 County Square Drive | 1 | 18X24X1 | Santa Paula Agriculture |  | Required
Vocational | 3 | 20x22x1 | Saticoy Operations Yard | 14 | 16X25X2 | Fan Coil |  | Required
Control Booth | 5 | 12x22x1 | Saticoy Operations Yard | 8 | 16X20X2 | Fan Coil |  | Required
Control Booth | 5 | 20x20x1 | Saticoy Operations Yard | 4 | 16X16X2 | Fan Coil |  | Required
East County Court House | 72 | 24X24X2 | Saticoy Operations Yard | 4 | 20X20X2 | Fan Coil |  | Required
East County Court House | 22 | 12X24X2 | Saticoy Operations Yard | 3 | 20X20X1 | Fan Coil |  | Required
VAV Boxes | 48 | 16x25x1 | Royal | 10 | 10x24x1 |  |  | Quarterly
VAV Boxes | 36 | 14x20x1 | Royal | 11 | 12x24x1 |  |  | Annual
VAV Boxes | 30 | 16x25x2 | Royal | 1 | 16x20x1 |  |  | Semi-Annual
VAV Boxes | 15 | 14x20x2 | Telephone Road | 60 | 12X20X1
VAV Boxes | 1 | 16x25x1 | Telephone Road | 1 | 19X19X1
FCC Bunkroom | 12 | 10X27X1 | Telephone Road | 2 | 16X25X2
FCC AHU | 12 | 20X24X2 | Telephone Road | 1 | 16X20X1
FCC CRU | 16 | 20X25X4 MERV 8 | Telephone Road | 15 | 19X19-3/4X1
|  | Quarterly | Telephone Road | 6 | 14x22x1
|  | Annual |  |  | Quarterly
|  | Semi-Annual |  |  | Annual
Semi-Annual

## Filters&Equipment,Fire Stations
Facility Name | Unit Number | Manufacturer | Model Number | Serial Number | Unit Type | Total Filters
Fire Station #20 | 1 | COMFORT MAKER | PGAD30D1K7 | G031750814 | Gas Electric Roof Top Unit | 1 (18X18X1) HE
Fire Station #21 | 1 | BRYANT | 574ANW036060NBAF | 16046 | Gas Electric Roof Top Unit | 2 (20X24X1) HE
Fire Station #21 | 2 | BRYANT | 574ANW024040NA | 11676 | Gas Electric Roof Top Unit
Fire Station #22 | 1 | BRYANT | 604ANX030 | 1307G21366 | Heat Pump Roof Top Unit | 4 (14X20X1) HE
Fire Station #22 |  | BRYANT | 604ANX024 | 0406G41004 | Heat Pump Roof Top Unit
Fire Station #23 | 3 | BDP | 538APX060000B | 4399X05006 | Condenser | 2 (18X24X1) HE
Fire Station #23 | 2 | BDP | 538APX060000B | 4399X04999 | Condenser | 1 (20X22X1)
Fire Station #23 | 1 | BDP | 538APX060000B | 4399X05007 | Condenser
Fire Station #23 | 2 | Bryant | 395CAV060111LGJA | 1400408834 | Gas Furnace
Fire Station #23 | 1 | Bryant | 395CAV060111LGJA | 1400A08832 | Gas Furnace
Fire Station #23 | 3 | Bryant | 376CAV060115AGJA | 3800A53898 | Gas Furnace
Fire Station #25 | 3 | CARRIER | 349JAW036040 | 3589V01341 | FURNACE | 1 (16X25X1) HE
Fire Station #25 | 2 | CARRIER | 349JAW048080 | 4489V00998 | FURNACE | 2 (14X20X1) HE
Fire Station #25 |  | BRYANT | 561CJ024-E | 2604E34347 | CONDENSER | 1 (18X20X1)
Fire Station #25 |  | PAYNE | 591ANAX018000AAAA | 1290E26142 | CONDENSER
Fire Station #26 | AH-1 | BRYANT | 310JAN036070ADJA | 1107A16614 | FURNACE | 1 (16X25X4) HE
Fire Station #26 | CU-1 | BRYANT | 113RNA036-C | 1107E15054 | CONDENSER
Fire Station #27 | MAIN BLDG. | YORK | DINA018N03606A | NGFM079772 | Gas Electric Roof Top Unit | 1 (14X30X1) HE
Fire Station #27 |  | YORK | DNX036N06506NX | SN0G8147067 | Gas Electric Roof Top Unit | 1 (14X25X1) HE
Fire Station #28 | 1 | CARRIER | 48SDN024040311 | 4207G41095 | Gas Electric Roof Top Unit | 3 (12X24X1) HE
Fire Station #28 | 2 | CARRIER | 48SDN036060311 | 0208G51056 | Gas Electric Roof Top Unit | 4 (12X20X1) HE
Fire Station #28 | 3 | CARRIER | 48SDN048090311 | 3507G21463 | Gas Electric Roof Top Unit
Fire Station #28 | 4 | CARRIER | 38HDF024-301 | 2306X93133 | CONDENSER
Fire Station #30 |  | YORK | DNZ030N03606NX | NDG9094072 | Gas Electric Roof Top Unit | 2 (20X20X1) HE
Fire Station #30 |  | YORK | DNZ030N03606NX | NDG9987733 | Gas Electric Roof Top Unit | 2 (12X20X1) HE
Fire Station #30 |  | YORK | DNY060N06506NX | NDG9012316 | Gas Electric Roof Top Unit
Fire Station #31 | 1 | BRYANT | 574ANW024040NA | 1906G41378 | Gas Electric Roof Top Unit | 3 (12X24X1) HE
Fire Station #31 | 2 | BRYANT | 574ANW036060NA | 0306G21952 | Gas Electric Roof Top Unit | 1 (12X20X1) HE
Fire Station #32 |  | BRYANT | 582AJW048090NAAG | 3304631279 | Gas Electric Roof Top Unit | 2 (20X20X1) HE
Fire Station #33 |  |  |  |  | Window Units | WASHABLES
Fire Station #33 |  | WILLIAMS |  |  | 2 WALL FURNACES | Required
Fire Station #34 |  | BRYANT | 574ANW060090NA | 1006631192 | Gas Electric Roof Top Unit | 3 (12X24X1) HE
Fire Station #34 |  | BRYANT | 601ANX024000AAAD | 0302G30799 | Gas Electric Roof Top Unit | 2 (12X20X1) HE
Fire Station #35 |  | YORK | B3HP036A06 | N0E8850695 | Gas Electric Roof Top Unit | 1 (20X25X1) HE
Fire Station #35 |  | PAYNE | 395CAV060111 | 0295A16985 |  | 2 (14X24X1)
Fire Station #35 |  | Series E | FURNACE SPLIT | 2 (14X24X1) HE
Fire Station #35 |  | YORK | H2RA036506A | EFGH177387 | Condensing Unit
Fire Station #36 | 1 | BRYANT | 574ANW24040NB | 1507G51298 | Gas Electric Roof Top Unit | 4 (12X20X1) HE
Fire Station #36 | 2 | CARRIER | N/A | N/A | Gas Electric Roof Top Unit
Fire Station #37 |  | CARRIER | 486SN030040301 | 1005G21173 | Gas Electric Roof Top Unit | 2 (16X25X1) HE
Fire Station #37 |  | CARRIER | 574ANW024040NB | 1507G51298 | Gas Electric Roof Top Unit
Fire Station #40 |  | CARRIER | 58DHC055---1110C | 2790A09639 | FURNACE | 2 (20X20X1) HE
Fire Station #40 |  | CARRIER | 58DGC075---JC | 1890A08272 | FURNACE | 1 (16X20X1)HE
Fire Station #40 | CAPTQRTS | CARRIER | 58DHC055---GC | 2790A09637 | FURNACE
Fire Station #40 | CAPTQRTS | BRYANT | 561CJ018-D | 0301E07469 | CONDENSER
Fire Station #40 |  | CARRIER | 38TH024300 | 2190E5771 | CONDENSER
Fire Station #40 |  | BRYANT AQS | 594DN024-F | 1204E46202 | CONDENSER
Fire Station #41 |  | BRYANT | 582APW042090NAAG | 0205G30745 | Gas Electric Roof Top Unit | 1 (20X20X1) HE
Fire Station #41 |  | YORK | DNP03605625NXA | N0E8809479 | Gas Electric Roof Top Unit | 1 (10X20X1) HE
Fire Station #41 | FRONT BLDG. | YORK | D2NP030N03606NX | N007686815 | Gas Electric Roof Top Unit | 2(12X20X1) HE
Fire Station #41 | 1(16X25X1) HE
Fire Station #41 |  | YORK | YCJD42S43S3A | W1A0531459 | Fan Coil | 1 (16X25X1) HE
Fire Station #41 | OUTSIDE | YORK | TGLS080C16MP11A | W1A0497833 | Condensing Unit
Fire Station #42 | 1 PKG | CARRIER | 48HJL006---541--- | 4203G50218 | Gas Electric Roof Top Unit | 6(16X25X2) HE
Fire Station #42 | 2 PKG | CARRIER | 48HJL006---541--- | 4203G50202 | Gas Electric Roof Top Unit
Fire Station #42 | 1 SPLIT | CARRIER | 38QR018C-331 | 2803X71897 | Heat Pump Roof Top Unit
Fire Station #42 | 2 SPLIT | CARRIER | 38AN009120 | 2703400078 | Heat Pump Roof Top Unit
Fire Station #42 |  | COOK | 100ACE B |  | Exhaust Fan
Fire Station #42 |  | CINCINATI | HDBI-I50 | 314158 | Garage Exhaust Fan
Fire Station #42 | 2 GREASE FITTINGS
Fire Station #42 |  | CARRIER | 50HJQ004---511-- | 3803G10206 | ROOFTOP PKG H.P.
Fire Station #42 |  | CARRIER | 38QR036C321 | 0603X58141 | HEAT PUMP
Fire Station #43 | 1 FAU | CARRIER | 58MXB040F12112 | 0811A04093 | Fan Coil | 5(16X25X4) HE
Fire Station #43 | 1 CU | CARRIER | 38HDR036311 | 1311X92659 | Condensing Unit
Fire Station #43 | 2 FAU | CARRIER | 58MXB060F11116 | 29008A00316 | Fan Coil
Fire Station #43 | 2 CU | CARRIER | 38HDR0280621 | 3711X91537 | Condensing Unit
Fire Station #43 | 3 FAU | CARRIER | 58MXB040F12112 | 0811A04091 | Fan Coil
Fire Station #43 | 3 CU | CARRIER | 38HDR036311 | 1311X92659 | Condensing Unit
Fire Station #43 | 4 FAU | CARRIER | 58MXB040F12112 | 2110A00776 | Fan Coil
Fire Station #43 | 4 CU | CARRIER | 38HDR036311 | 4710X93347 | Condensing Unit
Fire Station #43 | 5 FAU | CARRIER | 58MXB040F12112 | 2110A00776 | Fan Coil
Fire Station #43 | 5 CU | CARRIER | 38HDR048621 | 0711X91535 | Condensing Unit
Fire Station #43 | 7 INU | SANYO | K52472 | 112504 | Fan Coil | WASHABLES
Fire Station #43 | 7 CU | SANYO | CL2472 | 82104 | Condensing Unit
Fire Station #44 | ATTIC | CARRIER | 58DHC075-JC | 0690A11002 | FURNACE | 1 (20X20X1) HE
Fire Station #44 | ATTIC | CARRIER | 58DHC055-GC | 2790A09647 | FURNACE | 1 (18X20X1) HE
Fire Station #44 | OUTSIDE PATIO | BRYANT | 5G1CJ024-E | 3504E23007 | CONDENSER | 1(16X20X1) HE
Fire Station #44 | OUTSIDE PATIO | BRYANT | 581CJ024-E | 0504E29792 | CONDENSER
Fire Station #44 |  | CARRIER | 38 TH018300 | 1890E06749 | CONDENSER
Fire Station #44 |  | CARRIER | 58DHC055-111GC | 2790A09638 | FURNACE
Fire Station #45 | 1 | YORK | D1NA060N11006A | NFFM070596 | Gas Electric Roof Top Unit | 1 (16X25X1) HE
Fire Station #46 |  | YORK | DNZ060N90 |  | Gas Electric Roof Top Unit | 1 (20X20X1)HE
Fire Station #47 | CU-1 | MITSUBISHI | PUY-A24NHA4 | 24U07465C | Cool only Condenser | N/A
Fire Station #47 | AH-1 | MITSUBISHI | PDA-A24KA4 | 1964 | FAN COIL | WASHABLES
Fire Station #47 | HP-2 | TRANE | TWA073D30RAA | 12085N5HYA | HP CONDENSER | N/A
Fire Station #47 | FC-2 | TRANE | TWE090D300AA | 12081W7GBA | HORIZONTAL FAN COIL | 3 (16X25X1)
Fire Station #47 | HP-1 | TRANE | TWA090D30RAA | 11395T7YYA | HP CONDENSER | N/A
Fire Station #47 | FC-1 | TRANE | TWE090D300AA | 12081W7GBA | HORIZONTAL FAN COIL | 3 (16X25X1)
Fire Station #47 | EF-1 | COOK |  |  | ROOFTOP EXHAUST | N/A
Fire Station #47 | EF-1 | VEHICLE EXHAUST |  | 208-230 VOLT 3 PHASE |  | N/A
Fire Station #50 | 1 | RHEEM | UGPH-07NAUER | FD5D302F130104497 | HORIZONTAL FURNACE | 3 (24X24X2) HE
Fire Station #50 | 1 | RHEEM | RCGA-36A2GH1713 | T2001 | COIL | 2 (16X25X1) HE
Fire Station #50 | 1 | RHEEM | UAMB-036JAZ | 6263F220107982 | Condensing Unit
Fire Station #50 | 2 | RHEEM | UGPH-07NAUER | FD5D302F410004815 | HORIZONTAL FURNACE
Fire Station #50 | 2 | RHEEM | RCGA-36A2GH1713 | T2001 | COIL
Fire Station #50 | 2 | RHEEM | UAMB-036JAZ | 6263F230113918 | Condensing Unit
Fire Station #50 | 3 | RHEEM | UGPH-10NBRJR | FD5D307F190104290 | UPFLOW FURNACE
Fire Station #50 | 3 | RHEEM | RCGA-48AIGH21B | T2201 | COIL
Fire Station #50 | 3 | RHEEM | UAMB-048JAZ | 6269F2300116235 | Condensing Unit
Fire Station #50 | 4 | RHEEM | UGPH-12NARJR | FD5D307F200101930 | UPFLOW FURNACE
Fire Station #50 | 4 | RHEEM | RCGA-60AIGH24B | T2101 | COIL
Fire Station #50 | 4 | RHEEM | UAMB-048JAZ | 626TF230116241 | Condensing Unit
Fire Station #50 | 5 | RHEEM | UGPH-10NBRJR | FD5D307F130102121 | UPFLOW FURNACE
Fire Station #50 | 5 | RHEEM | RCGA-48AIGH215 | T2201 | COIL
Fire Station #50 | 5 | RHEEM | UAMB-060JAZ | 6269M280110573 | Condensing Unit
Fire Station #51 | 4-UPSTAIR CLOSET | COMFORT 92
Fire Station #51 |  | CARRIER | 2405A00246 | 58MXA040-F-17112 | Fan Coil | 3 (16X25X1) HE
Fire Station #51 | 3-T-BAR UPSTAIRS | COMFORT 92 CARRIER | 58MXA060-12 | 5004A10029 | Fan Coil | 1 (16X25X4) HE
Fire Station #51 | 2-WEIGHT ROOM | CARRIER | 38HDC036-321 | 2305X40381 | Condensing Unit
Fire Station #51 | 1-WEIGHT ROOM | CARRIER | 38AN012320 | 0805Y11698 | Condensing Unit
Fire Station #51 | 4-WEIGHT ROOM | CARRIER | 38HDC036-321 | 2305X40378 | Condensing Unit
Fire Station #51 | 3- DWN STAIRS OUTSIDE | CARRIER | 58MXA080-20 | 1905A05194 | Fan Coil
Fire Station #51
Fire Station #51 | 3-OUTSIDE | CARRIER | 38HDC060-321 | 0805X24951 | Condensing Unit | 1 (16X25X4) HE
Fire Station #51 | 5 | CARRIER | 38HDC030-331 | 1705X33886 | Condensing Unit | 1 (16X25X4) HE
Fire Station #52 | 1 | BRYANT | 582ANW030060NAAD | 4404G21293 | Gas Electric Roof Top Unit | 2 (16X20X1) HE
Fire Station #52 | 2 | BRYANT | 582ANW024040NAAD | 4704641026 | Gas Electric Roof Top Unit
Fire Station #53 | 1 | CARRIER | 38HDC036321 | 3600X97600 | CONDENSER | 2 (16X24X1) HE
Fire Station #53 | 1 | CARRIER | 58PAV090-14 | 4000A56422 | FURNACE
Fire Station #53 | 2 | CARRIER | 38HDC048321 | 1900X89234 | CONDENSER
Fire Station #53 | 2 | CARRIER | 58PAV111-20 | 3300A7957 | FURNACE
Fire Station #54 | 1 | 1994 LENNOX | 80MGF2X-45A-1 | 6394LG5221 | FURNACE | 3 (18X20X1) HE
Fire Station #54 | 2 | 1994 LENNOX | 80MGF2X-45A-1 | 6393G81710 | FURNACE | 1 (16X25X4) HE
Fire Station #54 | 3 | 1994 LENNOX | 80MGF3X-60A-1 | 6394LG5209 | FURNACE
Fire Station #54 | 4 | 1994 LENNOX | 80MGF3X-60A-1 | 6393G81821 | FURNACE
Fire Station #54 | 1 | LENNOX | 12ACB24-2P | 5895J47454 | CONDENSER
Fire Station #54 | 2 | LENNOX | 12ACB30-2P | 5895J46613 | CONDENSER
Fire Station #54 | 3 | LENNOX | 12ACB24-2P | 5895J47379 | CONDENSER
Fire Station #54 | 4 | LENNOX | HS25-413-1Y | 5895D14438 | CONDENSER
Fire Station #55 | 1 | RHEEM | RKKA-A060JK10X | 1X5642ADAAF379614234 | Gas Electric Roof Top Unit | 2 (16X25X2) HE
Fire Station #56 | HP #4 | CARRIER | 50XZ024311 | 3306G41593 | Heat Pump Roof Top Unit | 3 (14X25X1) HE
Fire Station #56 | HPCV #3 | CARRIER | 38QRR030301 | 0407X91871 | Condensing Unit, Heat Pump | 2 (12X20X1) HE
Fire Station #56 | HPCV #2 | CARRIER | FX4CNF018 | 1407A70102 | Condensing Unit, Heat Pump
Fire Station #56 | HPCV #1 | CARRIER | 38QRR018301 | 0106X60566 | Condensing Unit, Heat Pump
Fire Station #56 | FC #1 | CARRIER | FX4CNF018000AAAA | 1407A70102 | Fan Coil
Fire Station #56 | FC #2 | CARRIER | FX4CNF018000AAAA | 1407A70116 | Fan Coil
Fire Station #56 | FC #3 | CARRIER | FX4CNF08000AAAA | 0507A67985 | Fan Coil
Fire Station #57 | 1 | BRYANT | 574ANW024040NA | 4606G41075 | Gas Electric Roof Top Unit | 4(12X20X1)HE
Fire Station #57 | 2 | BRYANT | 583BNW030060NAAD | 2901G11227 | Gas Electric Roof Top Unit
Durley Road, Training Center | 1 | BDP | 655APX048000ACC6 | 3399642914 | Heat Pump Roof Top Unit, DS | 8(16X20X1)HE
Durley Road, Training Center | 2 | BDP | 655APX048000ACC6 | 3399G42908 | Heat Pump Roof Top Unit, DS
Durley Road, Training Center | 3 | BDP | 655APX048000ACC6 | 3199642941 | Heat Pump Roof Top Unit, DS
Durley Road, Headquarters | 1 | CARRIER | 40QH048300 | 1986A14549 | Fan Coil | 2 (20X25X1) HE
Durley Road, Headquarters | [5 empty] | 4 (16X25X2) HE
Durley Road, Headquarters |  | CARRIER | 38YCC048560 |  | Condensing Unit | 15 (12X24X1) HE
Durley Road, Headquarters | [5 empty] | 1 (14X20X1) HE
Durley Road, Headquarters | 2 | CARRIER | 40QH048600 | 1986A14548 | Fan Coil | 1 (20X30X1) HE
Durley Road, Headquarters | [5 empty] | 2 (16X20X1)
Durley Road, Headquarters |  | CARRIER | 38YCC048560 | 1103E02630 | Condensing Unit | 4 (20X22X1)
Durley Road, Headquarters | 3 | CARRIER | 40QH024300BU | 2186A3279900 | Fan Coil | 2 (20X24X1)
Durley Road, Headquarters |  | CARRIER | 38YCC024340 | 1003E42315 | Condensing Unit
Durley Road, Headquarters | 4 | CARRIER | 40QH048300 | 1986A14981 | Fan Coil
Durley Road, Headquarters |  | CARRIER | 38YCC048560 | 1103E02635 | Condensing Unit
Latigo Road, Wildfire Division | 4 | CARRIER | 48HJL006---641-- | 3005G10363 | Gas Electric Roof Top Unit | 4 (16X16 X2) HE
Latigo Road, Wildfire Division | 3 | CARRIER | 48HJL006---641-- | 4705G20345 | Gas Electric Roof Top Unit | 6 (16X25X2) HE
Latigo Road, Wildfire Division | 2 | CARRIER | 48HJL005---651-- | 0405G50250 | Gas Electric Roof Top Unit
Latigo Road, Wildfire Division | 1 | CARRIER | 48HJD007-651-- | 5105G10493 | Gas Electric Roof Top Unit
Latigo Road, Supply | 1 | CARRIER | FB4BNF060 | 505073081 | Fan Coil | 1 (20X22X1) HE
Latigo Road, Supply | 1 | CARRIER | 38QR060C-611 | 2105X36519 | Condensing Unit, Heat Pump | WASHABLES
Latigo Road, Repair | 5 | BDP T-BAR CAC | FB4BNF024 | 0306A60069 | Fan Coil | 5 (20X25X1) HE
Latigo Road, Repair | 2 | BDP T-BAR CAC | FB4BNF036 | 1105A81164 | Fan Coil | 2 (12X12X1) HE
Latigo Road, Repair | 1 | BRYANT | TMLX100C20MP11A | W0L9318920 | GAS FURANCE | 1 (14X20X1) HE
Latigo Road, Repair | 3 | PAYNE | 311JAV04809DADJA | 1807A30314 | GAS FURANCE | 1 (12X22X1) HE
Latigo Road, Repair | 4 | BRYANT | 310JAV048090 | 1006A29491 | GAS FURANCE | 1 (20X22X1) HE
Latigo Road, Repair | T-BAR CLASSROOM | CARRIER | FB4BNF060 | 3403A75954 | Fan Coil
Latigo Road, Repair | 1 | BRYANT | YCJF60S41S1A | W0H9182704 | CONDENSER
Latigo Road, Repair | 2 | CARRIER | 38YCC036550 | 0505F04659 | Condensing Unit, Heat Pump
Latigo Road, Repair | 3 | CARRIER | 561CP042-D | 4401E11067 | CONDENSER
Latigo Road, Repair | 4 | BRYANT | 113RPA048-B | 3206E26625 | CONDENSER
Latigo Road, Repair | 5 | BRYANT | 538BNX060000B | 1700X05994 | Condensing Unit, Heat Pump
Latigo Road, Repair | 6 | BRYANT | 538BNX024000D | 1602X11200-99 | Condensing Unit, Heat Pump

## Fire Life Safety Equip. List
Address | Facility Name | Alarm Panel Type | Manual Fire Alarm Boxes | Ion Detectors | Photo Detectors | Duct Detectors | Heat Detectors | Waterflow Switches | Supervisory Switches | Other | Bells | Horns | Strobes | Speakers | Sounder Base | Horn / Strobe | Chime / Strobe | Speaker / Strobe | Elevator Curtain | Voice | Quarterly Alarm Testing | Annual Main Drain Testing | Semiannual Supv Switch Testing | Annual Control Valve Testing | 5 Year Cert.
669 CO. SQ. DR., VTA | APCD/PROBATION | Silent Knight / 5207 | 2 |  |  |  |  | 1 |  | 3 |  |  | 1 |  |  | 10 |  |  |  |  | x | x |  | x | x
669 CO. SQ. DR., VTA | 669 CSD LAB | Simplex / 4010
646 CO. SQ. DR., VTA | GRAND JURY/D.A. | Notifier NFS-320 | 6 |  | 29 |  |  | 3 | 3 | 5 | 6 | 1 | [8 empty] | x | x | x | x | x
4651 TELEPHONE RD, VTA | TELEPHONE ROAD BUILDING | Radionics / D8112 - FCI/71 - Simplex / 4009 | 8 |  | 24 | 46 |  | 1 | 3 |  |  | 1 | 9 |  |  | 24 |  |  |  |  | x | x | x | x | x
1400 VANGUARD, OXN | VANGUARD BUILDING | Simplex / 4005 | 12 |  | 46 | 6 |  | 1 | 2 |  | 2 |  |  |  |  | 27 |  |  |  |  | x | x | x | x | x
500 EUBANKS, CAM AP | WORK FURLOUGH | Notifier / NFS -50 | 11 |  | 122 |  | 146 | 1 |  |  |  | 15 | 29 |  | 40 | [5 empty] | x | x |  | x | x
2101 OLSON RD, T.O. | EAST VALLEY SHERIFF STATION | Gamewell / 602 | 2 |  | 133 | 18 |  | 2 |  |  |  | 1 |  |  |  |  | 4 |  |  |  | x | x
3855 EAST ALAMO, SIMI | EAST VALLEY COURTHOUSE | Simplex / 4100-8001 | 16 |  | 103 | 22 |  | 1 | 1 |  | 4 |  | 6 |  |  |  | 20 |  |  |  | x | x | x | x | x
800 S. VICTORIA, VTA | SERVICE BUILDING | Notifier 3030 | 19 |  | 24 | 2 |  | 2 | 1 |  |  |  | 29 |  |  |  |  | 63 |  |  | x | x | x | x | x
800 S. VICTORIA, VTA | HALL OF ADMINISTRATION | Notifier / AM 1010/2020 | 41 |  | 67 |  | 6 | 10 | 15 |  |  |  |  | 225 | [6 empty] | x | x | x | x | x
800 S. VICTORIA, VTA | HALL OF JUSTICE | Notifier / AM 1010/2020 | 51 |  | 236 | 5 | 8 | 5 | 12 |  |  |  |  | 300 |  |  |  | 24 |  |  | x | x | x | x | x
800 S. VICTORIA, VTA | PRETRIAL FACILITY | Notifier NFS2-3030 | 40 |  | 433 | 10 | 12 | [5 empty] | 209
800 S. VICTORIA, VTA | CRIME LAB | Notifier / AFP3000 | 5 |  | 69 |  | 2 | 1 | 1 |  |  |  | 15 |  |  | 20 |  |  |  |  | x | x | x | x | x
800 S. VICTORIA, VTA | PRE-TRIAL ANNEX | Notifier NFS2-640 | 26 |  | 383 | 10 | 4 | 20 | 20 |  | 1 |  | 138 |  |  | 73 |  |  |  |  | x | x | x | x | x
350 WILLIS, CAM AP | PROBATION TRAINING | Simplex 4010 | 7 |  |  | 61 | 7 |  |  |  |  | 5 | 7 |  |  | 7
2220 GONZALES, OXN | GONZALES BUILDING | Ademco / Vista 128FB | 5 |  | 6 | 19 | 1 | 1 | 3 | [6 empty] | 15 |  |  |  |  | x | x | x | x | x
855 PARTRIDGE DR., VTA | PARTRIDGE BUILDING | FireLite / MS-9200UDLS | 1 |  | 15 | 23 | 1 | 3 | 5 |  | 1 |  |  |  |  | 1 |  |  |  |  | x | x | x | x | x
600 TODD RD, SANTA PAULA | TODD ROAD JAIL | Notifier NFS2-3030 (plus 5 HFS2-640 subpanels) | 32 |  | 635 | 20 | 24 | [5 empty] | 105 |  |  | 110 |  |  |  |  | x | x | x | x | x
4333 VINEYARD AVE., OXN | JUVENILE JUSTICE CENTER | Simplex / 4100U (Juvenile Hall) | 42 |  | 882 | 74 | 62 | 9 | 1 | 43 |  |  | 31 | [7 empty] | x | x | x | x | x
4353 VINEYARD AVE., OXN | JUVENILE COURTS | Notifier / NFS-640 | 17 |  | 100 | 7 | 4 | 3 | 3 |  |  |  | 102 | 38 | [6 empty] | x | x | x | x | x
11201 RIVERBANK, OXN | SATICOY OPERATIONS BLDG. A & B | DMP | 58 |  | 2 | 3 |  | 3 | 6 |  |  | 3 | 12 |  |  | 68 |  |  |  |  | x | x | x | x | x
1732 LEWIS ROAD, CAM | RAIN BUILDING | Notifier NFW-100 | 1 |  | 18 |  |  | 1 |  |  |  |  | 14 |  |  | 13 |  |  |  |  | x | x |  | x | x

## Fire Suppresion Systems
Address | Facility Name | Control Panel | System Type | Interval | Detectors | Model | Ceiling | Cylinders | Type | Agent Weight | Full Weight | Smoke Detectors | Audible and / or visual devices | Abort Buttons | Pull Stations | Control Head
2101 Olsen Road | East Valley Sheriff's Station, Communication Tower | Fike | Halon | Semi Annual | Hochiki | SIF-24F | 2 | Fiquench | Halon 1301 | 73 | 165 | x | x | x | x | x
800 South Victoria Avenue | Hall of Administration, Elections | Ansul | Halon | Semi Annual | Hochiki | BIDC-2 | 4 | Ansul | Halon 1301 | 226 | 453 | x | x | x | x | x
800 South Victoria Avenue | Hall of Administration, ISD | Pyrotronics | Halon | Semi Annual | Pyrotronics | DI-3 | 26 | Kidde | Halon 1301 | 78 | 182 | x | x | x | x | x
800 South Victoria Avenue | Hall of Justice, Security | Pyrotronics | Halon | Semi Annual | Pyrotronics | DI-4A | 2 | Kidde | Halon 1301 | 109 | 212 | x | x | x | x | x
800 South Victoria Avenue | Hall of Justice, Evidence Vault | Pyrotronics | Halon | Semi Annual | Pyrotronics | DI-4A | 9 | Kidde | Halon 1301 | 199 | 337 | x | x | x | x | x
800 South Victoria Avenue | EOC, Computer Room | Kidde | Halon | Semi Annual | Kidde | PSD7152 | 4 | Ansul | Halon 1301 | 202 | 431.8 | x | x | x | x | x
800 South Victoria Avenue | Service Building | Kidde | FM-200 | Semi Annual | Kidde | CPD71 | 4 | Kidde | FM-200 | 190 | 335.2 | x | x | x | x | x

## Control Systems
Address | Facility Name | Control Systems | [6 empty] | Control Points |  |  |  |  | Lighting Control Systems | Premium Coverage | Notes
|  | JCI Metasys | Robertshaw | Andover | Optimum | Other | Local | Building | AI | BI | AO | BO | Control System
669 CO. SQ. DR., VTA | APCD/PROBATION | [5 empty] | x | [6 empty] | No | No | Refer to Building equipment inventory tab for equipment controlled locally.
669 CO. SQ. DR., VTA | 669 CSD LAB | [5 empty] | x | [6 empty] | No | No | Refer to Building equipment inventory tab for equipment controlled locally.
646 CO. SQ. DR., VTA | GRAND JURY/D.A. | [5 empty] | x | [6 empty] | No | No | Refer to Building equipment inventory tab for equipment controlled locally.
4651 TELEPHONE RD, VTA | TELEPHONE ROAD BUILDING | x | [5 empty] | Telephone Road | 46 | 47 | 90 | 56 | Metasys | Yes | Yes | Lighting system is integrated into the HVAC controls with BO points to 16 relays.
1400 VANGUARD, OXN | VANGUARD BUILDING |  |  | x |  |  |  | Vanguard Building | 448 | 18 | 124 | 24 | Andover | Yes | No
500 EUBANKS, CAM | WORK FURLOUGH | [5 empty] | x | [6 empty] | No | No | Refer to Building equipment inventory tab for equipment controlled locally.
2101 OLSON RD, T.O. | EAST VALLEY SHERIFF STATION |  |  | x |  |  |  | East Valley Sheriff's Station | 48 | 52 | 18 | 84 | Andover | No | No
3855F ALAMO, SIMI | EAST COUNTY COURTHOUSE |  |  | x |  |  |  |  | 101 | 48 | 45 | 59 |  | Yes | No | 8 zones of fan powered boxes; independently controlled by P-E switch; enabled when AH starts.
800 S. VICTORIA, VTA | SERVICE BUILDING | x | [5 empty] | Service Building | 29 | 6 | 17 | 12 | Metasys | No | Yes
800 S. VICTORIA, VTA | SERVICE BUILDING |  |  | x |  |  |  |  | 21 | 15 | 23 | 11 |  | No | Yes
800 S. VICTORIA, VTA | HALL OF ADMINISTRATION | x |  |  | x |  |  | Hall of Administration | 103 | 65 | 24 | 37 | Metasys | Yes | Yes
800 S. VICTORIA, VTA | HALL OF ADMINISTRATION, CENTRAL PLANT |  |  | x | x |  |  | Hall of Administration, Central Plant | 51 | 31 | 18 | 20 | Andover | No | Yes
800 S. VICTORIA, VTA | HALL OF JUSTICE | x | [5 empty] | Hall of Justice | 146 | 76 | 27 | 65 | Metasys | Yes | Yes
800 S. VICTORIA, VTA | PRETRIAL FACILITY | x |  | x |  |  |  | PTDF, Annex, Crime Lab | 118 | 116 | 75 | 81 | Metasys | No | Yes
800 S. VICTORIA, VTA | CRIME LAB | x |  | x |  |  |  | included in PTDF |  |  |  |  | included in PTDF | No | Yes | Included in PTDF
800 S. VICTORIA, VTA | PRE-TRIAL ANNEX | x | [5 empty] | included in PTDF |  |  |  |  | included in PTDF | No | Yes | Included in PTDF
350 WILLIS, CAM AP | WORK RELEASE | [5 empty] | x | [6 empty] | No | No | Refer to Building equipment inventory tab for equipment controlled locally.
2220 GONZALES, OXN | GONZALES BUILDING |  |  |  |  | x | x | [6 empty] | No | No | Refer to Building equipment inventory tab for equipment controlled locally.
855 PARTRIDGE DR., VTA | PARTRIDGE BUILDING |  |  | x |  | x |  | Partridge Building | 268 | 49 | 108 | 31 | Carrier system integrated to Andover | No | No | Carrier system integrated to Andover
2003 ROYAL AVE., SIMI | ROYAL BUILDING |  |  | x |  |  |  | Royal Avenue Building | 27 | 9 | 7 | 18 | Andover | No | No
600 AVIATION DR., CAM | CAMARILLO ANIMAL SERVICES |  |  | x |  |  |  | Camarillo Animal Services | 29 | 6 | 6 | 20 | Andover | No | No
600 TODD RD, SANTA PAULA | TODD ROAD JAIL |  | x |  |  |  |  | Todd Road Jail | 200 | 80 | 90 | 60 | Administration on Robertshaw system. | No | Yes
600 TODD RD, SANTA PAULA | TODD ROAD JAIL, CENTRAL PLANT, MUSTER, HOUSING, ADMINSTRATION |  |  | x |  |  |  | Todd Road Jail, Central Plant, Muster, Housing, Administration | 162 | 134 | 60 | 34 | Andover | No | Yes
4333 VINEYARD AVE., OXN | JUVENILE FACILITY, CENTRAL PLANT |  |  | x |  |  |  | Juvenile Facility, Central Plant | 33 | 13 | 10 | 17 | Andover | No | No
4333 VINEYARD AVE., OXN | JUVENILE FACILITY, DENTENTION, HOUSING, ADMINISTRATION |  | x |  |  |  |  | Juvenile Facility, Detention, Housing, Administration | 340 | 147 | 440 | 165 | Invensys system integrated to Andover | No | No | Invensys system integrated to Andover
4353 VINEYARD AVE., OXN | JUVENILE COURTS |  |  | x |  |  |  | Juvenile Facility Courts | 177 | 182 | 170 | 258 | Andover | No | Yes
11201 RIVERBANK, OXN | SATICOY OPERATIONS BLDG. A & B | [5 empty] | x | [6 empty] | No | No | Refer to Building equipment inventory tab for equipment controlled locally.
RED MOUNTAIN, SANTA PAULA | RED MOUNTAIN |  |  | x |  |  |  |  | 3 | 3 | 0 | 4 |  | No | No
160 DURLEY AVENUE, CAM | 911 FIRE COMMUNICATIONS | x | [6 empty] | 72 | 31 | 45 | 29 |  | No | No

## Water Treatment
Site |  | Equipment Inventory for Water Testing |  |  |  |  | Water Tests
Address | Facility Name | Chiller/Tower | Air Cooled Chiller | HHW Boiler | TES | Steam Boilers | Hardness, Total (ppm as CaCO3) | Hardness, Calcium (ppm as CaCO3) | Alkalinity, P (ppm as CaCO3) | Alkalinity, M (ppm as CaCO3)
669 CO. SQ. DR., VTA | APCD/PROBATION
669 CO. SQ. DR., VTA | 669 CSD LAB
646 CO. SQ. DR., VTA | GRAND JURY/D.A.
4651 TELEPHONE RD, VTA | TELEPHONE ROAD BUILDING
1400 VANGUARD, OXN | VANGUARD BUILDING |  |  | 1
500 EUBANKS, CAM AP | WORK FURLOUGH |  |  | 1
2101 OLSON RD, T.O. | E. VALLEY SHERIFF STATION |  |  | 1
3855F ALAMO, SIMI | E. VALLEY COURTHOUSE | 1/2 |  | 1 |  |  | MUW, CDW | MUW, CDW | CDW | MUW, CDW
970 ENCHANTED WAY, SIMI | HUMAN SERVICES AGENCY
800 S. VICTORIA, VTA | SERVICE BUILDING
800 S. VICTORIA, VTA | HALL OF ADMINISTRATION | 2/2 |  | 3 | 1 |  | MUW, CDW | MUW, CDW | CDW | MUW, CDW
800 S. VICTORIA, VTA | HALL OF JUSTICE | 2/2 |  | 3 | 1 |  | MUW | MUW |  | MUW
800 S. VICTORIA, VTA | PRETRIAL FACILITY | 2/2 * |  | 3 * | 1 * |  | MUW,CDS, EOC's | MUW, CDS, EOC's | CDS, EOC's | MUW, CDS, EOC's
800 S. VICTORIA, VTA | CRIME LAB |  | 1 | 3 | *
800 S. VICTORIA, VTA | PRE-TRIAL ANNEX | * |  | * | *
350 WILLIS, CAM AP | WORK RELEASE
2220 GONZALES, OXN | GONZALES BUILDING
855 PARTRIDGE DR., VTA | PARTRIDGE BUILDING
2003 ROYAL AVE., SIMI | ROYAL BUILDING
600 AVIATION DR., CAM | CAMARILLO ANIMAL SERVICES |  |  | 1
600 TODD RD, SANTA PAULA | TODD ROAD JAIL | 2/2 |  | 3 |  | 7 | MUW | MUW |  | MUW
4333 VINEYARD AVE., OXN | JUVENILE JUSTICE CENTER | 2/1 |  | 1 |  |  | MUW | MUW |  | MUW
4353 VINEYARD AVE., OXN | JUVENILE COURTS |  | 1 | 1
11201 RIVERBANK, OXN | SATICOY OPERATIONS BLDG. A & B
Site |  | Water Tests
Address | Facility Name | Chlorides (as ppm NaCl) | Chlorine, Total (ppm as Cl2) | Chlorine, Free (ppm as Cl2) | Phosphonate (ppm as PO4) | Molybdate (ppm as MoO4) | Azole (ppm TTA) | Nitrite (ppm a NO2) | Bromine (ppm as Br2) | Adenosine Triphosphate (ATP RLUs)
669 CO. SQ. DR., VTA | APCD/PROBATION
669 CO. SQ. DR., VTA | 669 CSD LAB
646 CO. SQ. DR., VTA | GRAND JURY/D.A.
4651 TELEPHONE RD, VTA | TELEPHONE ROAD BUILDING
1400 VANGUARD, OXN | VANGUARD BUILDING | [6 empty] | HHW
500 EUBANKS, CAM AP | WORK FURLOUGH | [6 empty] | HHW
2101 OLSON RD, T.O. | E. VALLEY SHERIFF STATION | [6 empty] | HHW
3855F ALAMO, SIMI | E. VALLEY COURTHOUSE | MUW, CDW | MUW | MUW | MUW | CDW |  | HHW, CHW | CDW
970 ENCHANTED WAY, SIMI | HUMAN SERVICES AGENCY
800 S. VICTORIA, VTA | SERVICE BUILDING
800 S. VICTORIA, VTA | HALL OF ADMINISTRATION | MUW, CDW | MUW | MUW | MUW, CDW, TES | CDW, TES | TES | HHW | CDW | TES
800 S. VICTORIA, VTA | HALL OF JUSTICE | MUW | MUW | MUW | MUW, CDS
800 S. VICTORIA, VTA | PRETRIAL FACILITY | MUW, CDS, EOC's | MUW | MUW | MUW, CDS, EOC's |  |  | HHW, CHW | CDS, EOC's | TES
800 S. VICTORIA, VTA | CRIME LAB | [6 empty] | HHW
800 S. VICTORIA, VTA | PRE-TRIAL ANNEX
350 WILLIS, CAM AP | WORK RELEASE
2220 GONZALES, OXN | GONZALES BUILDING
855 PARTRIDGE DR., VTA | PARTRIDGE BUILDING
2003 ROYAL AVE., SIMI | ROYAL BUILDING
600 AVIATION DR., CAM | CAMARILLO ANIMAL SERVICES | [6 empty] | HHW
600 TODD RD, SANTA PAULA | TODD ROAD JAIL | MUW | MUW | MUW | MUW |  |  | CHW
4333 VINEYARD AVE., OXN | JUVENILE JUSTICE CENTER | MUW | MUW | MUW | MUW
4353 VINEYARD AVE., OXN | JUVENILE COURTS | [6 empty] | HHW, CHW
11201 RIVERBANK, OXN | SATICOY OPERATIONS BLDG. A & B
Site |  | Water Tests
Address | Facility Name | Iron (as ppm Fe) | Copper (ppm as Cu) | pH | Conductivity (as mmhos) | Temperature (F) | LSI (Calculated) | Chloride Cycles (Calculated) | Hardness Cycles *calculated)
669 CO. SQ. DR., VTA | APCD/PROBATION
669 CO. SQ. DR., VTA | 669 CSD LAB
646 CO. SQ. DR., VTA | GRAND JURY/D.A.
4651 TELEPHONE RD, VTA | TELEPHONE ROAD BUILDING
1400 VANGUARD, OXN | VANGUARD BUILDING | HHW | HHW | HHW | HHW
500 EUBANKS, CAM AP | WORK FURLOUGH | HHW | HHW | HHW | HHW
2101 OLSON RD, T.O. | E. VALLEY SHERIFF STATION | HHW | HHW | HHW | HHW
3855F ALAMO, SIMI | E. VALLEY COURTHOUSE | MUW, CDW, HHW, CHW | MUW, CDW, HHW, CHW | MUW, CDW, HHW, CHW | MUW, CDW, HHW, CHW | MUW, CDW | MUW, CDW | CDW | CDW
970 ENCHANTED WAY, SIMI | HUMAN SERVICES AGENCY
800 S. VICTORIA, VTA | SERVICE BUILDING
800 S. VICTORIA, VTA | HALL OF ADMINISTRATION | MUW, CDW, TES, HHW | MUW, CDW, TES, HHW | MUW, CDW, TES, HHW | MUW, CDW, TES, HHW | MUW, CDW | MUW, CDW | MUW, CDW | CDW
800 S. VICTORIA, VTA | HALL OF JUSTICE | MUW, HHW | MUW, HHW | MUW, HHW | MUW, HHW, CHW | MUW | MUW
800 S. VICTORIA, VTA | PRETRIAL FACILITY | MUW, CDS, TES, HHW, EOC's | MUW, CDS, TES, HHW, EOC's | MUW, CDS, TES, HHW, EOC's | MUW, CDS, TES, HHW, EOC's | MUW, CDS, EOC's | MUW, CDS, EOC's | CDS, EOC's | CDS, EOC's
800 S. VICTORIA, VTA | CRIME LAB | HHW | HHW | HHW | HHW
800 S. VICTORIA, VTA | PRE-TRIAL ANNEX
350 WILLIS, CAM AP | WORK RELEASE
2220 GONZALES, OXN | GONZALES BUILDING
855 PARTRIDGE DR., VTA | PARTRIDGE BUILDING
2003 ROYAL AVE., SIMI | ROYAL BUILDING
600 AVIATION DR., CAM | CAMARILLO ANIMAL SERVICES | HHW | HHW | HHW | HHW
600 TODD RD, SANTA PAULA | TODD ROAD JAIL | MUW, CHW | MUW, CHW | MUW, CHW | MUW, CHW | MUW | MUW
4333 VINEYARD AVE., OXN | JUVENILE JUSTICE CENTER | MUW, HHW, CHW | MUW, HHW, CHW | MUW, HHW, CHW | MUW, HHW, CHW | MUW | MUW
4353 VINEYARD AVE., OXN | JUVENILE COURTS | HHW, CHW | HHW, CHW | HHW, CHW | HHW, CHW
11201 RIVERBANK, OXN | SATICOY OPERATIONS BLDG. A & B
Key
MUW = | Make Up Water
CDW = | Condensing Water
CDS = | Condenser System
TES = | TES System
HHW = | Hot Loop
CHW = | Chill Loop
EOC's = | EOC Towers A and B
<#> * = | Equipment associated with building but serves another building
* = | Equipment serves building but associated with another building

## Chillers, Eddy Current Testing
Facility | Make | Model Number | Serial # | Year
Juvenile Facility | York | YT-J1-C2-E2-CNJ | GDLM15213 | 2002
Juvenile Facility | Multistack | MS240F1L2W2H1 R-134A | AA 05 118 | 2011
Pre-Trial Detention Facility (CH-2) | York | YT-J1-C2-E2-CNJS | GCNJM220184 | 2001
Pre-Trial Detention Facility (CH-1) | York | YT-J1-C2-E2-CNJS | GNJM140165 | 2001
Hall of Justice (CH-1) | York | YT-J3-KS-E3-CTG | GDHDM021033 | 1995
Hall of Justice (CH-2) | York | YT-J3-K3-E3-CTG | GGDM021032 | 1995
Hall of Administration (CH-1) | York | YT-H3-J3-E2-CRG | GDDM040512 | 1995
Hall of Administration (CH-2) | York | YT-H3-J3-E2-CRG | GDDM040513 | 1995
Todd Road Jail | York | YT-H1-J3-E1-CNF | YEBMO70596 | 1994
Todd Road Jail | Multistack | MS0330FC1L2W2H1AA22-R134A | AB01-018 | 2012
East County Court House | Multistack | MS300F2L2W2H1-R134A | AA07-017 | 2011

## Motors, Vibration Testing
Hall of Administration |  |  |  | Juvenile Justice Facility |  |  |  | Hall of Justice
Description | Location | HP | Make | Description | Location | HP | Make | Description | Location | HP | Make
Chiller 1 | Chiller room, lower plaza | xx HP | York | Chiller 1 | Equipment pad, ground level | xx HP | York | Chiller 1 | Chiller room, penthouse | xx HP | York
Chiller 2 | Chiller room, lower plaza | xx HP | York | Cooling Tower | Ground level | 25 HP | Baltimore | Chiller 2 | Chiller room, penthouse | xx HP | York
SF-1 | Fan room 1, 4th floor | 75 HP | Peerless | SHWP 1 | Boiler Room | 30 HP | Taco | SF-1 | Fan room 1, penthouse | 100 HP | Joy fan
SF-2 | Fan room 1, 4th floor | 75 HP | Peerless | SHWP 2 | Boiler Room | 30 HP | Taco | RF-1 | Fan room 1, penthouse | 20 HP | Joy fan
RF-1 | Fan room 1, 4th floor | 15 HP | Peerless | CHP 1 | Chiller Room | 25 HP | Taco | SF-2 | Fan room 2, penthouse | 100 HP | Joy fan
RF-2 | Fan room 1, 4th floor | 15 HP | Peerless | CHP 2 | Chiller Room | 25 HP | Taco | RF-2 | Fan room 2, penthouse | 20 HP | Joy fan
SF-3 | Fan room 2, 4th floor | 75 HP | Peerless | SCHP 1 | Chiller Room | 50 HP | Taco | SF-3 | Fan room 3, penthouse | 100 HP | Joy fan
SF-4 | Fan room 2, 4th floor | 75 HP | Peerless | SCHP 2 | Chiller Room | 50 HP | Taco | RF-3 | Fan room 3, penthouse | 20 HP | Joy fan
RF-3 | Fan room 2, 4th floor | 15 HP | Peerless | SCHP 3 | Chiller Room | 20 HP | Taco | SF-4 | Fan room 4, 3rd floor | 100 HP | Joy fan
RF-4 | Fan room 2, 4th floor | 15 HP | Peerless | SCHP 4 | Chiller Room | 20 HP | Taco | SF-5 | Fan room 4, 3rd floor | 100 HP | Joy fan
SF-5 | Fan room 4, 4th floor | 75 HP | Peerless | CWP 1 | Chiller Room | 40 HP | Taco | RF-4 | Fan room 4, 3rd floor | 50 HP | Joy fan
RF-5 | Fan room 4, 4th floor | 15 HP | Peerless | CWP 2 | Chiller Room | 40 HP | Taco | CHWP 1 | Chiller room, penthouse | 40 HP | B&G
SF-6 | Fan room 3, 4th floor | 75 HP | Peerless | SF A 1 | Roof | 25 HP | York | CHWP 2 | Chiller room, penthouse | 40 HP | B&G
RF-6 | Fan room 3, 4th floor | 15 HP | Peerless | SF A 2 | Roof | 15 HP | York | TWP 1 | Chiller room, penthouse | 30 HP | B&G
CHWP-1 | Chiller room, lower plaza | 25 HP | Pacific | SF A 3 | Roof | 15 HP | York | TWP 2 | Chiller room, penthouse | 30 HP | B&G
CHWP-2 | Chiller room, lower plaza | 25 HP | Pacific | SF R 1 | Roof | 15 HP | York | TESP 1 | TES pit, parking lot | 150 HP | Paco
CWP-1 | Chiller room, lower plaza | 25 HP | Pacific | SF K 1 | Roof | 15 HP | York | TESP 2 | TES pit, parking lot | 150 HP | Paco
CWP-2 | Chiller room, lower plaza | 25 HP | Pacific |  |  |  |  | CT-1 | Penthouse roof | xx HP | BAC
TESP-1 | TES pit, front lawn | 50 HP | Paco | Todd Road Jail |  |  |  | CT-2 | Penthouse roof | xx HP | BAC
TESP-2 | TES pit, front lawn | 50 HP | Paco | Description | Location | HP | Make | CT-3 | Penthouse roof | xx HP | BAC
HWP-1 | Boiler room, lower plaza | 15 HP | Pacific | Chiller | Central plant | xx HP | York | CT-4 | Penthouse roof | xx HP | BAC
HWP-2 | Boiler room, lower plaza | 15 HP | Pacific | P-CP3 | Central plant | 20 HP | B&G
CT-1 | Roof, 4th floor | xx HP | BAC | P-CP4 | Central plant | 20 HP | B&G | Pre-Trial Detention Facility
CT-2 | Roof, 4th floor | xx HP | BAC | P-CP5 | Central plant | 50 HP | B&G | Description | Location | HP | Make
|  |  |  | P-CP6 | Central plant | 50 HP | B&G | Chiller 1 | Chiller room, basement | xx HP | York
East County Court House |  |  |  | CT-1 | Ground level | xx HP | BAC | Chiller 2 | Chiller room, basement | xx HP | York
Description | Location | HP | Make | CT-2 | Ground level | xx HP | BAC | SF 4 | Fan room 1, roof | 100 HP | Flakt
|  |  |  | AHU-HA 1 | Roof | xx HP | Mamouth | SF 5 | Fan room 1, roof | 30 HP | Flakt
AH 1, supply fan | Roof | 20 HP | Trane | AHU-HB 1 | Roof | xx HP | Mamouth | RF 4 | Fan room 1, roof | 15 HP | Flakt
AH 3, supply fan | Roof | 20 HP | Trane | AHU-HC 1 | Roof | xx HP | Mamouth | SF 7 | Fan room 2, roof | 100 HP | Flakt
AH 4, supply fan | Roof | 12 HP | Trane | AHU-HD 1 | Roof | xx HP | Mamouth | SF 8 | Fan room 2, roof | 40 HP | Flakt
AH 7, supply fan | Roof | 15 HP | Trane | AHU-HE 1 | Roof | xx HP | Mamouth | RF 6 | Fan room 2, roof | 15 HP | Flakt
AH 8, supply fan | Roof | 15 HP | Trane | Cent Ser 1 | Roof | xx HP | Mamouth | SF 6 | Fan room 3, roof | 75 HP | Flakt
CWP1 | Equipment pad, ground level | 15 HP | Aurora | Cent Ser 2 | Roof | xx HP | Mamouth | RF 5 | Fan room 3, roof | 20 HP | Flakt
CWP2 | Equipment pad, ground level | 15 HP | Aurora | AHU-AA 1 | Roof | xx HP | Mamouth | SF 9 | Fan room 4, roof | 60 HP | Flakt
CHWP1 | Equipment pad, ground level | 15 HP | Aurora |  |  |  |  | RF 7 | Fan room 4, roof | 15 HP | Flakt
CHWP2 | Equipment pad, ground level | 15 HP | Aurora |  |  |  |  | CHWP 1 | Chiller room, basement | 25 HP | B&G
|  |  |  | PTDF Annex |  |  |  | CHWP 2 | Chiller room, basement | 25 HP | B&G
Vanguard |  |  |  | Description | Location | HP | Make | CHWP 3 | Chiller room, basement | 30 HP | B&G
Description | Location | HP | Make | SF 1 | Fan room 1, 1st floor | 30 HP | Barry Blower | CWP 1 | Chiller room, basement | 25 HP | B&G
A/C-1 | Roof | 15 HP | Seasons Four | SF 2 | Fan room 2, 2nd floor | 20 HP | Barry Blower | CWP 2 | Chiller room, basement | 25 HP | B&G
A/C-2 | Roof | 10 HP | Seasons Four | AH 3, supply fan | Fan room 3, 3rd floor | 20 HP | Carrier | HWP 1 | Boiler room, basement | 20 HP | B&G
A/C-3 | Roof | 15 HP | Seasons Four |  |  |  |  | HWP 2 | Boiler room, basement | 20 HP | B&G
A/C-4 | Roof | 10 HP | Seasons Four |  |  |  |  | CT-1 | Penthouse roof | xx HP | BAC
[8 empty] | CT-2 | Penthouse roof | xx HP | BAC